## Master File
Caimen | Description
PL718SU* / PL738SU** | Caiman® 5, non articulating jaw 5MM , 24CM
PL720SU* / PL740SU** | Caiman® 5, non articulating jaw 5MM , 36CM
PL722SU* / PL742SU** | Caiman® 5, non articulating jaw 5MM , 44CM
PL754SU* / PL774SU** | Caiman® 5, non articulating Maryland jaw 5MM ,12.5CM
PL755SU* / PL775SU** | Caiman® 5, non articulating Maryland jaw 5MM ,17CM
PL750SU* / PL770SU** | Caiman® 5, non articulating Maryland jaw 5MM ,36CM
PL752SU* / PL772SU** | Caiman® 5, non articulating Maryland jaw 5MM ,44CM
PL719SU* / PL739SU** | Caiman® 5, articulating jaw 5MM, 24CM
PL721SU* / PL741SU** | Caiman® 5, articulating jaw 5MM, 36CM
PL723SU* / PL743SU** | Caiman® 5, articulating jaw 5MM, 44CM
PL751SU* / PL771SU** | Caiman® 5, articulating Maryland jaw 5MM, 36CM
PL753SU* / PL773SU** | Caiman® 5, articulating Maryland jaw 5MM, 44CM
PL730SU | CAIMAN DISP.INSTR.ARTICULAT.D:12/240MM
PL731SU | CAIMAN DISP.INSTR.ARTICULAT.D:12/440MM
GN200 | LEKTRAFUSE HF GENERATOR BIPOLAR
TE780/TE730 | Mains cable, grounding-type European plug, 1.5 m / 5 m
TE734 | MAINS CORD 5M LONG
TE735 | UNIVERSAL ELECTRICAL USA KANADA JAPAN
GN201 | FOOT SWITCH FOR GN200
Internal Organ Retractor | #N/A
PL593R | ATR.CLIP TRIANGULAR 5.0N
PL594R | ATR.CLIP STR.9.5MM 3.43N
PL595SU | SILICONE RING WITH NEEDLE
PL530R | CLIP APPLIER/REMOVER ANGLE D:12.5/350MM
PL531R | CLIP APPLIER/REMOVER D:12.5/350MM
PL407R* | DUROGRIP NEEDLE HOLDER STR.D:5/310MM
PL408R* | NEEDLE HOLDER LEFT CURVED 5MM 310MM
Endoscopy Units | #N/A
EJ995 | INSUFFL.NEEDLE D:2.1/120MM STERILE
EJ996 | INSUFFL.NEEDLE D:2.1/150MM STERILE
GN330 | EQUIPMENT TROLLEY
JF431R | SINGLE SCOPE TRAY FOR SCOPS UP TO 340MM
JF432R | DOUBLE SCOPE TRAY FOR SCOPS UP TO 340MM
JF433R | DOUBLE SCOPE TRAY FOR SCOPS UP TO 340MM
JG904 | STERILE CAMERA DRAPE W/RING
JG910 | ANTIFOGGING SOLN.STERILE F.ENDOSCOPES
OP906 | FIBER OPTIC LIGHT CABLE 4.8MM 1.8M LONG
OP913 | LIGHTCABLE DIAM.4.8 LENGTH:2,5M
OP914 | FIBER OPTIC LIGHT CABLE 4.8MM 3.5M LONG
OP923 | FULL HD LIGHT CABLE D:4.8MM 2.5M LONG
OP941 | LIGHT CABLE ADAPTER
OP950 | LED LIGHT SOURCE
OP951 | WL/FI LIGHT SOURCE
PE182A | WIDE ANGLE OPTIC D2.7MM 0°UL110MM
PE185A | WIDE ANGLE OPTIC D:2.7MM 0°187MM
PE202A | WIDE ANGLE OPTIC D2.7MM 30°UL110MM
PE218A | WIDE ANGLE OPTIC D:2.9MM 30°303MM
PE484A | ARTHROSCOPE 4MM150MM LENGTH 0 DEGREE
PE485A | ARTHROSCOPE 4MM175MM LENGTH 0 DEGREE
PE505A | ARTHROSCOPE 4MM175MM LENGTH 30 DEGREE
PE508A | WIDE ANGLE OPTIC D:4.0MM 30°300MM
PE514A | ARTHROSCOPE 4MM150MM LENGTH 30 DEGREE
PE522A | WIDE-ANGLE OPTIC D:4.0MM 0°300MM
PE525A | ARTHROSCOPE 4MM175MM LENGTH 70 DEGREE
PE528A | WIDE ANGLE OPTIC D:4.0MM 12°300MM
PE530A | WIDE-ANGLE OPTIC D:4.0MM 70°300MM
PE590A | LAPAROSCOPE 5MM O DEG 310MM
PE610A | LAPAROSCOPE5MM30DEG 310MM
PE889A | LAPAROSCOPE 10MM 0DEG 330MM
PE909A | LAPAROSCOPE 10MM 30DEG 330MM
PE969A | LAPAROSCOPE 10MM 45DEG 330MM
PG003 | VERESS INSUFFLATION NEEDLE 100MM
PG008 | VERESS INSUFFLATION NEEDLE 120MM
PG011 | VERESS INSUFFLATION NEEDLE 150MM
PG012 | CO2-TUBING DISP W/FILTER 10 UNITS
PG014 | SILICONE TUBE NO GAS PREHEAT.
PG019 | CO2-FILTER STER 25 UNITS
PG056 | HOSE F/CO2 GAS BOTTLE SUPPLY DIN/US 1.5M
PG057 | HOSE F/CO2 GAS BOTTLE SUPPLY ISO/US 1.5M
PG058 | HOSE F/CO2 GAS BOTTLE SUPPLY PIN/US 1.5M
PG096SU | DISPOS.HEATING TUBE SET F/INSUFFLATION
PG097 | REUSABLE HEATING TUBE SET F/INSUFFLATION
PG106 | SMOKE EVACUATION FILTER CASSETTE
PG107SU | DISPOSABLE TUBE SET F/SMOKE EVACUATION
PG124 | FOOT CONTROL
PG131 | IRRIGATION SET LUER LOCK AND SPIKES
PG132SU | SINGLE USE IRRIG.SET LUER LOCK SPIKES
PG139 | VACUUM TUBE WITH FILTER
PG150 | FLOW50 INSUFFLATOR W/SMOKE EVACUATION
PV480 | 2D CAMERA PLATFORM
PV481 | CMOS PENDOLOUS CAMERA HEAD
PV482 | CMOS ZOOM CAMERA HEAD
PV485 | 3CMOS ZOOM CAMERA HEAD
PV621 | 3D POLARISATION GLASSES
PV623 | 3D POLARISATION GLASSES CLIP
PV628 | 31" 4K UHD 2D MONITOR
PV630 | EV3.0 CAMERA CONTROL UNIT
PV631 | EV3.0 CAMERA HEAD 0°
PV632 | EV3.0 CAMERA HEAD 30°
PV638 | 27" FULL HD 2D MONITOR
PV640 | EDDY 3D DOCUMENTATION SYSTEM
PV641SU | SINGLE USE COVER FOR CAMERA HEAD 0°
PV642SU | SINGLE USE COVER FOR CAMERA HEAD 30°
PV644 | 31" 4K UHD 3D MONITOR
PV648 | 32" FULL HD 3D MONITOR
PV650 | EV3.0 FI CAMERA CONTROL UNIT
PV651 | EV3.0 FI CAMERA HEAD 0°
PV652 | EV3.0 FI CAMERA HEAD 30°
PV800 | ENDOSCOPY EQUIPMENT CART NARROW
PV810 | ENDOSCOPY EQUIPMENT CART WIDE
PV818 | MOBILE MONITOR STAND
PV845 | TRANSMITTER F/WIRELESS VIDEO TRANSMISS.
PV846 | RECEIVER F/WIRELESS VIDEO TRANSMISSION
PV904 | 21.5" FULL HD MONITOR
TE683R | ADAPTER F.OLYMPUS LIGHT SOURCE
TE684R | WOLF ADAPTOR FOR F/O LIGHT CABLE OP913
TE687R | ADAPTER F.RICHARD WOLF TELESCOPES D:9MM
PE487A | MINOP TREND OPTIC 0DEG STR.D4MM 195MM
PE507A | MINOP TREND OPTIC 30DEG STR.D4MM 195MM
JF434R | SINGLE SCOPE TRAY 454MM
JF436R | SINGLE SCOPE TRAY 273MM
PE184A | MINOP ANGLED ENDOSCOPE 0DEG180MM 2.7MM
PE204A | MINOP ANG ENDOSCOPE 30DEG 180MM 2.7MM
PE486A | MINOP ANGL ENDOSCOPE 4.0MM DIA 0DG 150MM
PE506A | MINOP ANGL ENDOSCOPE 4.0MMDIA 30DG 150MM
PV624 | 3D EYE SHIELD GLASSES KIT
PV628 | 31" 4K UHD 2D MONITOR
PV638 | 27" FULL HD 2D MONITOR
PV648 | 32" FULL HD 3D MONITOR
PV818 | MOBILE MONITOR STAND
PV845 | TRANSMITTER F/WIRELESS VIDEO TRANSMISS.
PV846 | RECEIVER F/WIRELESS VIDEO TRANSMISSION
PV436 | DVI-D CABLE SHIELDED
PV437 | DVI-D CABLE 3M
PV427 | SDI CONNECTING CABLE
TA014803 | BNC CABLE (RED) LENGTH 3,0M
TA014804 | BNC CABLE (GREEN) LENGTH 3,0M
OP942 | COMMUNICATION CABLE
PV968 | REMOTE CONTROL CABLE MINIJACK/MINIJACK
PV622 | 3D ANTI-FOG GLASSES
OP917 | OPT.FIBER CABLE TESTER AESCULAP/STORZ
PG061 | HOSE F/CO2 CENTRAL GAS SUPPLY DIN/US 3M
PG091 | HOSE F/CO2 CENTRAL GAS SUPPLY DIN/US 5M
PG092 | HOSE F/CO2 CENTRAL GAS SUPPLY NF/US 5M
PG093 | HOSE F/CO2 CENTRAL GAS SUPPLY UNI/US 5M
PG094 | HOSE F/CO2 CENTRAL GAS SUPPLY AGA/US 5M
PG065 | HOSE F/CO2 CENTR.GAS SUPPLY DISS/DISS 3M
PG067 | NIST ADAPTER F/CENTR.GAS SUPPLY F/PG150
PG068 | SWITCH VALVE
PG014200 | ISO-ADAPTER FOR INSUFFL.TUBE
PG130 | UNIVERSAL IRRIGATION UNIT
PG145 | UNIVERSAL IRRIGATION PUMP WITH SUCTION
PG140 | TRANSPONDER F/LAPAROSCOPY
PG141 | TRANSPONDER F/ARTHROSCOPY
PG142 | TRANSPONDER F/HYSTEROSCOPY
PG143 | TRANSPONDER F/UROLOGY
PG125 | REMOTE CONTROL FOR UNIVERSAL PUMP
PG126SU | Single use cover for remote control
PG144 | difference-in-volume scale (maximum load 7 kg)
PG122SU | SINGLE USE IRRIG.SET SPIKES HANDPIECE
PG138SU | SINGLE USE Y-TUBE FOR ARTHROSCOPY
PG134SU | SINGLE USE DAILY PATIENT SET LUER SPIKE
PG136 | DAILY IRRIG.SET LUER LOCK SPIKE
PG032SU | MONOP.SUCT./IRRIG.HOOK L-TYPE 5/340MM
PG033SU | MONOP.SPATULA SUCT/IRRIG.ELECTR.5/340MM
PG035SU | Monopolar suction-irrigation cannula
PG042SU | SINGLE USE SUCT.IRRIG.CANNULA 5/330MM
PG043SU | SINGLE USE SUCT.IRRIG.CANNULA 5/450MM
GN200 | LEKTRAFUSE HF GENERATOR BIPOLAR
GN201 | FOOT SWITCH FOR GN200
GN951R | ERBE bipolar generators
PL730SU | CAIMAN DISP.INSTR.ARTICULAT.D:12/240MM
PL731SU | CAIMAN DISP.INSTR.ARTICULAT.D:12/440MM
PV951R | WIRE BASKET F.ARGON EQUIPMENT TROLLEY
PV821 | STANDARD RAIL F/ENDOSCOPY EQUIPMENT CART
PV826 | CAMERA HOLDING DEVICE F/2D CAMERA HEAD
PV830 | LIFTING HANDLE F/ENDOSCOPY EQUIPM.CART
PV801 | SHELF NARROW W/SCREWS F.CART PV800
PV802 | SHELF EXTEND.W/LATERAL PULLOUT F/PV800
PV824 | Clamp for Standard Rail
PV636 | EV3.0 CAMERA HEAD HOLDER
PV800219 | LATERAL HANDLE FOR COLUMN
PV811 | SHELF WIDE W/SCREWS F.CART PV810
PV812 | SHELF EXTEND.W/LATERAL PULLOUT F/PV810
PV822 | CO2 CYLINDER HOLDER
PV827 | FOOT SWITCH HOLDER F/EQUIPMENT CART
PV839 | CABLE CLAMP F/FIXATION OF CAMERA CABLES
PV838 | TWIN CASTER KIT W/CABLE ROLL-OVER PROT.
PV805 | ADAPTER PLATE NARROW FOR CEILING SUPPLY
PV823 | INFUSION BOTTLE HOLDER
PV825 | ACCESSORY BASKET 430X170X50MM
PV836 | ADDITIONAL LATERAL PLATE 330X330MM
PV806 | PROTECT.COVER NARROW F/EQUIPM.CART PV800
PV815 | ADAPTER PLATE WIDE FOR CEILING SUPPLY
PV803 | CROSSBAR NARROW F/EQUIPMENT CART PV800
PV803 | CROSSBAR NARROW F/EQUIPMENT CART PV800
PV831 | HEIGHT-ADJ.CENTR.MONITOR ARM F/CROSSBAR
PV804 | EXTENSION F/CENTR.MONIT.ARM PV831/PV832
PV834 | LATERAL HEIGHT-ADJ.MONTIOR ARM W/EXTENS.
PV813 | CROSSBAR WIDE F/EQUIPMENT CART PV810
PV832 | HEIGHT-ADJ.CENTR.MONITOR ARM F/CROSSBAR
PV833 | LATERAL HEIGHT-ADJUSTABLE MONTIOR ARM
PV835 | LATERAL DOUBLE JOINT ARM F/ADDIT.MONITOR
PV828 | ISOLATING TRANSFORMER 230V W/ISOGUARD
PV829 | POWER DISTRIBUTOR W/COUNTERWEIGHT PLATE
PV828U | ISOLAT.TRANSFORMER 100-120V W/ISOGUARD
PV829U | POWER DISTRIB.W/COUNTERWEIGHT PL.JAP/USA
TA015055 | PLASTIC GROOVE COVERAGE 1300 MM
TA015056 | SCREWS A/SPRING NUTS SET F/PV800/PV810
TA015057 | TOUCH-UP PENS
PV800229 | EQUIPOTENTIAL BONDING PIN
PV819 | HOOK-AND-LOOP TAPE FASTENER SET
PV800222 | CENTRAL BACK PANEL FOR PV800
PV810221 | CENTRAL BACK PANEL FOR PV810
TA011388 | BUNCHED CABLE BLACK
TE780 | MAINS CORD 1.5M LONG
TE730 | MAINS CORD 5M LONG
TE676 | SPECIAL POWER CABLE EXTENSION 1M
TE736 | ORTHOPILOT SYSTEM POWER CORD
PV790 | MAINS CORD ORANGE TYPE E/F (EURO PLUG)
PV791 | MAINS CORD ORANGE TYPE K
PV792 | MAINS CORD ORANGE TYPE G
PV793 | MAINS CORD ORANGE TYPE L
PV794 | LINE ADAPTER SWITZERLAND (TYPE J)
PV795 | Mains Cord, Orange
PV796 | Mains Cord, Black
PV797 | Mains Power Cord (Orange) – Type I plug
TA008205 | EQUIPOTENTIAL BONDING CONNECTOR 0.8M
GK534 | EQUIPOTENTIAL BONDING CONNECTOR 1.5M
GK535 | EQUIPOTENTIAL BONDING CONNECTOR LG.4 M
GK537 | EQUIPOTENTIAL BONDING CONNECTOR 5M
PV843 | ACCESSORY KIT PV845/PV846 ON 27" MONITOR
PV849 | ACCESSORY KIT PV845/PV846 ON 32" MONITOR
PV847 | 3D/4K/2D SWITCH
PV848 | POWER SUPPLY W/C14 PLUG F/PV845/PV846
PV969 | VIDEO SIGNAL CABLE HDMI TO DVI
PV979 | VIDEO SIGNAL CABLE HDMI TO DVI 2M
EJ475 | TROCAR W/TRUMPET VALVE 20MM 110MM LONG
EJ475811 | OBTURATOR, TRIANGLE TIP
EJ475812 | OBTURATOR, TAPER TIP
PL650R | LOOP APPLIER 4.4MM IN - 5MM OUT
PL650250 | SEALING CAP F/PL650 9.0E-4 1
EJ601R | REDUCING SLEEVE D:10.5 TO 5.5MM
EJ601250 | SEALING CAP W/PERF F/EJ601R 9.0E-4 1
EJ602R | REDUCING SLEEVE D:13MM TO 5.5MM
EJ646P | Sealing Cap 13 mm → 5.5 mm
EJ604R | REDUCING SLEEVE D:13MM TO 10MM
EJ645P | SEAL.CAP F.REDUCING SLEEVE 13 TO 10MM
EJ614R | REDUCING SLEEVE D:20.0 TO 10.0MM
EJ624P | SEAL.CAP F.REDUCING SLEEVE 20 TO 10MM
EJ477R | DILATION SET 5.5-10MM
EJ477250 | SEALING CAP W/PERF F/EJ477R
EJ480R | DILATION SET 10MM TO 20MM
EJ480250 | SEALING CAP
EJ482R | Reusable Dilatation Set (10 mm → 15 mm)
EJ021200 | BLINDING-CAP Ø 8 MM 0.0 1
PL680R | ENDO FAN RETRACTOR D:10/400MM
GF320R | SUCTION TUBE W/LUER-LOCK 5MM 330MM
GF321R | SUCTION-IRRIGATION LUER-LOCK 5MM 330MM
SR550R | PUNCTURE NEEDLE W/LUER-LOCK 5MM
SR551R | INJECTION CANNULA SHARP 5MM 330MM
GF324R | Reusable Suction Irrigation Tube with Trumpet Valve 5MM
GF325R | Reusable Suction Irrigation Tube with Trumpet Valve 10MM
PG027R | SUCTION/IRRIGATION INSTRUMENT 5MM/330MM
PG028R | SUCTION/IRRIGATION INSTR.3.5MM 310MM
PL561T | LIGATURE CLIP LARGE 20 MAG.=120 PCS.
PL568T | LIGATURE CLIP MED.LARGE 20 MAG.=120 PCS.
PL567T | LIGATURE CLIP MEDIUM 30 MAG.=180 PCS.
PL561T | LIGATURE CLIP LARGE 20 MAG.=120 PCS.
PL568T | LIGATURE CLIP MED.LARGE 20 MAG.=120 PCS.
PL567T | LIGATURE CLIP MEDIUM 30 MAG.=180 PCS.
PL504R | CLIP APPLICATOR F.MED.SIZED CLIP PL567T
PL503R | CLIP APPLICATOR F.MED.LARGE CLIP PL568T
PL528R | CLIP APPLICATOR F.LARGE CLIP PL561T
PL567T | LIGATURE CLIP MEDIUM 30 MAG.=180 PCS.
PL568T | LIGATURE CLIP MED.LARGE 20 MAG.=120 PCS.
PL561T | LIGATURE CLIP LARGE 20 MAG.=120 PCS.
BN320R | EXPLORATORY PROBE 5MM 400MM
BN321R | EXPLORATORY PROBE 5MM 500MM
BN322R | EXPLORATION PROBE W/SCALING 3.5MM 400MM
BV941R | GALLBLADDER EXTRACTOR 3 BLADE 55MM
PL100R | CHOLANGIOGRAPHY CLAMP 5MM 330MM
PL162R | FASCIAL PORT-CLOSURE INSTRUMENT
PL163R | SHAFT WITH JAW INSERT FOR PL162R
PL650R | LOOP APPLIER 4.4MM IN - 5MM OUT
PL650250 | SEALING CAP F/PL650 9.0E-4 1
PL651 | Knot Guide Instrument / Knot Pusher 5MM
PL432R | KUTHE Knot Pusher Guide 5MM
PO193R | SUTURE HOOKS D:5/300MM
PL406R | ANVIL GRASPER 10MM 370MM
BB060R | ENDO SCALPEL ROUND 5MM
BB351R | Scalpel blades Diameter: 5 mm 310 mm 450 mm
BB362R | Wide chisel tip (Fig. 62)
BB363R | Spear point (Fig. 63)
BB364R | Blunt (Fig. 64)
BB365R | Figure 65
BB367R | Figure 67
BB368R | Sickle-shaped (Fig. 68)
BB369R | Figure 69
PL530R | CLIP APPLIER/REMOVER ANGLE D:12.5/350MM
PL531R | CLIP APPLIER/REMOVER D:12.5/350MM
PO183R | Myoma screw, alone Myombohrer, allein
PO726R | Jaw insert Mauleinsatz mit Seele
PO974R | Exterior tube Außenrohr 10 mm 310 mm
PO959R | MONOPOLAR HANDLE WITH RATCHET
PM954R | AXIAL RING HANDLE ONLY RATCHET
PM957R | AXIAL RIING HANDLE ONLY RATCHET/LOCK
PL430R | ENDOSCOPIC MYOMA FIXATION INSTRUMENT
PL431R | MYOMA SCREW 8/310MM
ER840R | UTERUS FORCEPS-QUINONES
SR553R | INJECTION CANNULA SHARP 5MM 450MM
SR554R | INJECTION CANNULA SHARP 370MM LL
PL657R | Endo vessel spatula 5 mm 330 mm
PL659R | Dissection spatula, semi-sharp 5 mm 330 mm
PL663R | Endo pleural elevator (acc. to LINDER) 5 mm 310 mm
GF327R | Curved up suction and irrigation tube with trumpet valve and large suction device 5 mm 310 mm
PL960R | MIS STORAGE RACK WITH BASKET
PL963R | MIS STORAGE RACK
JF222R | 1/1 SIZE PERF BASKET 540X253X56MM
JF938 | SILICONE BASKET LINER 1/2-SIZE
PL962R | TROCAR STORAGE
JK444 | BOTTOM FOR 1/1 CONTAINER HEIGHT:187MM
JK489 | FULL-SIZE LID W/RETENTION PLATE SILVER
PL961R | MIS STORAGE RACK WITH BASKET LONG
JF232R | EXTRA LONG-SIZE PERF BASKET 56MM
JF938 | SILICONE BASKET LINER 1/2-SIZE
JK490 | X-LONG LID W/RETENTION PLATE SILVER
JN445 | EXTRA LONG CONTAINER PERF BOTTOM 187MM
JF433R | DOUBLE SCOPE TRAY FOR SCOPS UP TO 340MM
JF431R | SINGLE SCOPE TRAY FOR SCOPS UP TO 340MM
Instruments | #N/A
GK239 | CONNECT.CABLE ERBE ICC 5MM PLUG 4MM JACK
GK245 | MONOPOLAR CABLE 4MM 3.5 METERS
GK246 | MONOPOLAR CABLE W/LG.PIN 12FEET
GN202 | MONOPOLAR HF CABLE 3.5M LONG
PM171R | SATINSKY ATRA.CLAMP SHORT 5MM310MM
PM173R | CRAFOORD VASC.CLAMP SHORT 5MM310MM
PM175R | DE'BAKEY CLAMP CURVED 5MM 310MM
PM176R | DE'BAKEY CLAMP S SHAPE 5MM 310MM
PM177R | SATINSKY ATRA.CLAMP LONG 5MM 310MM
PM178R | CRAFOORD VASC.CLAMP LONG 5MM310MM
PM604R | JAW INS.TC METZ SCISS.LFT-CVD 10MM310MM
PM609R | JAW INS.ATR.PARENCHYMA FCPS 5MM/310MM
PM612R | JAW INS.DUVAL ATR.FORC.D:10/370MM
PM614R | JAW INS.DISSECTING FORCEPS MOD 5MM 310MM
PM616R | JAW INS.SATINSKY ATR.CLAMP D:5/310MM
PM618R | JAW INS.DORSEY GRASP FCPS 5MM 370MM
PM621R | JAW INS.AGGRESSIVE GRASP FCPS 10MM310MM
PM630R | JAW INS.MICRO-SCISSORS MOD 5MM 220MM
PM635R | JAW INS.BIOPSY FORCEPS MOD 5MM 220MM
PM637R | JAW INS.PERIT.SCISS.TOOTHED D:5/310MM
PM640R | JAW INS.ORGAN FIX.FRCP BABCOCK D:5/310MM
PM643R | JAW INS.BIOPSY FORCEPS D:5/310MM CURVED
PM647R | JAW INS.GRASPING & DISS.FCPS D:5/310MM
PM649R | JAW INS.GRASPING FCPS 1X2 TEETH 5/310MM
PM651R | JAW INS.DE'BAKEY ATR.CLAMP D:10/370MM
PM653R | JAW INS.FRANGENHEIM BIOP.FORCEPS 5/310MM
PM657R | JAW INS.ATR.DE'BAKEY CLAMP5/310MM
PM658R | JAW INS.INTEST.FCPS.ATR.TEETH 5/310MM
PM670R | JAW INS.ALLIS ATR.GRASPING FCPS 5/310MM
PM671R | JAW INS.LINDER ATR.GRASPING FCPS 5/310MM
PM679R | JAW INS.PENNINGTON GRASP.FCPS 10/370MM
PM681R | JAW INS.ORGAN GRASP.FORCEPS D:10/310MM
PM687R | JAW INS.LUNG GRASP.FCPS.D:5/310MM
PM688R | JAW INS.LYMPH NODE GRASP.FCPS.D:10/310MM
PM689R | JAW INS.DE'BAKEY ATR.GRASP.FCPS 5/310MM
PM690R | JAW INS.SATINSKY ATR.CLAMP D:5/220MM
PM693R | JAW INS.DE'BAKEY ART.GRASP.FORC.5/220MM
PM696R | JAW INS.ENDO-LUNG FIX.FORC.D:5/220MM
PM697R | JAW INS.METZ SCISS.INSUL TO TIP 5/310MM
PM698R | JAW INS.MINI-METZ SCISS.INSUL.5MM 310MM
PM699R | JAW INS.MARYLAND DISS.INSUL 5MM 310MM
PM700R | JAW INS.OVERHOLT DISS.60 DEGR.10/310MM
PM701R | JAW INS.OVERHOLT DISS.CLAMP D:10/370MM
PM710R | JAW INS.MINI METZENBAUM SCISSOR 5MM310MM
PM711R | JAW INS.SATINSKY ATR.CLAMP SHORT 5/310MM
PM712R | JAW INS.DE'BAKEY CLAMP 50MM 10MM220MM
PM713R | JAW INS.CRAFOORD CLAMP SHORT 5MM310MM
PM719R | JAW INS.CRAFOORD VASC.CLAMP LONG 5/310MM
PM940R | INNER TUBE CURVED WITH FLEXIBLE PULL ROD
PM953R | AXIAL HANDLE ONLY
PM954R | AXIAL RING HANDLE ONLY RATCHET
PM957R | AXIAL RIING HANDLE ONLY RATCHET/LOCK
PM970R | INSULATED OUTER TUBE 5MM 220MM
PM971R | OUTER TUBE 5/10MM F.INSTR.220MM LG.
PM973R | INSULATED OUTER TUBE 5/5MM 310MM
PM974R | INSULATED OUTER TUBE 10/10MM 310MM
PM975R | INSULATED OUTER CONVERTER TB5/10MM310MM
PM976R | INSULATED OUTER TUBE 5/5MM 370MM
PM977R | INSULATED OUTER TUBE 10/10MM 370MM
PM978R | INSULATED OUTER CONVERTER TB5/10MM370MM
PM981R | INSULATED OUTER TUBE 5/5MM 420MM
PM982R | INSULATED OUTER TUBE 10/10MM 420MM
PM983P | OUTER TUBE 5/5MM F.INST.310 L.FLEX.
PM986P | INSULATED OUTER TUBE 3.5/3.5MM 290MM
PM987P | INSULATED OUTER TUBE 3.5/3.5MM 200MM
PM992R | INSULATED OUTER TUBE 10/10MM 220MM
PO001R | HOOK SCISSORS 5MM 310MM
PO002R | PERIT.SCISSORS SERR 5MM 310MM
PO003R | MICRO-DISSECTOR SCISS 5MM 310MM
PO004R | METZENBAUM SCISSORS 5MM 310MM
PO006R | PERIT.SCISS SERR 5MM 310MM
PO011R | MINI-METZENBAUM SCISS L-CVD 5MM 310MM
PO014R | VASC.SCISSORS POTTS-DEMARTELL 10/310MM
PO022R | SCISSORS W/KNOT PUSHER 5MM 310MM
PO023R | MINI METZENBAUM SCISSOR D:5/220MM
PO025R | HOOK SCISSORS 5MM 420MM
PO027R | METZENBAUM SCISS SERR 5MM 420MM
PO028R | MINI-METZENBAUM SCISS L-CVD 5MM 420MM
PO030R | METZENBAUM SCISSORS MEDIUM D:5/310MM
PO090R | NOIR METZENBAUM SCISSORS D:5/310MM
PO091R | NOIR MINI-METZENBAUM SCISSORS D:5/310MM
PO100R | FINE-TIP DISSECTOR 5MM 310MM
PO101R | ATR.DISSECTING FCPS 5MM 310MM
PO102R | MARYLAND DISSECTOR 5MM 310MM
PO103R | OVERHOLT DISS 90-DEG 10MM 310MM
PO104R | ALLIS GRSP FCPS 5MM 310MM
PO105R | HEYWOOD-SMITH TISSUE FORCEPS 10MM 310MM
PO107R | AGGRESIVE GRASPERS 5MM 310MM
PO109R | ALLIGATOR FORCEPS 5MM 310MM
PO111R | NELSON GRASPING FCPS 6X7 TEETH 5 310MM
PO112R | DORSEY GRSP FCPS 5MM 310MM
PO113R | BABCOCK GRASPER 5MM 310MM
PO114R | BABCOCK GRASPER 10MM 310MM
PO117R | CLAW GRASPER 10MM 310MM
PO118R | DE'BAKEY ATR.FCPS 10MM 370MM
PO127R | UNIVERSAL FIX.FORCEPS D:5/310MM
PO128R | CLINCHING GRASPER FENEST 5MM 310MM
PO129R | TUBAL FIXATION FCPS 5MM 310MM
PO130R | ATR.GRASPING FCPS 5MM 310MM
PO132R | GRASPING FCPS.2X4T.D:5/310MM
PO134R | GRASP.FCPS FINETOOTH 5MM 310MM
PO137R | DE'BAKEY ATR.CLAMP 5MM 420MM
PO141R | LAP DISSECTOR 60-DEG 10MM 310MM
PO147R | FIXATION FORCEPS 5MM 310MM
PO149R | FIXATION FCPS FEN.5MM 310MM
PO151R | DUCK BILL DISS FCPS 5MM 310MM
PO152R | ENDO VASC.CLAMP CRAWFORD D:5/370MM
PO185R | UNIVERSAL FIX.FORCEPS D:5/310MM
PO186R | COMBINATION GRASPING FORCEPS 5/310MM
PO187R | RIGHT-ANGLE DISSECTOR 5MM 310MM
PO188R | ORGAN GRASP.FORCEPS D:10/310MM
PO189R | GRASPING & DISS.FORCEPS D:5/310MM
PO190R | BULLET NOSE GRASPER 5MM 310MM
PO191R | UNIVERSAL GRASPER 5MM 310MM
PO194R | LYMPH NODE GRASP.FCPS.D:5/220MM
PO195R | MARYLAND FORCEPS D:5/310MM FENEST.JAW
PO196R | BABCOCK DBL ACTION 10MM 370MM
PO197R | INTEST.FORCPS&CLAMPJAW 90MMD:10/370MM
PO199R | ATR.DISS FCPS 5MM 420MM
PO200R | TUBAL FIXATION FCPS 5MM 420MM
PO201R | GRASPING FCPS.2X4T.D:5/420MM
PO202R | MARYLAND DISS FCPS 5MM 420MM
PO203R | BULLET NOSE GRASPER 5MM 420MM
PO204R | DORSEY GRSP FCPS 5MM 420MM
PO205R | BABCOCK GRSP FCPS 10MM 420MM
PO206R | FIX.FCPS FEN SERR 5MM 310MM
PO207R | OVAL GRASPER 5MM 420MM
PO208R | CURVED GRASPER 5MM 420MM
PO209R | BABCOCK DBL ACTION 5MM 420MM
PO210R | OVAL GRASPER 5MM 310MM
PO211R | CURVED GRASPER 5MM 310MM
PO212R | BABCOCK DBL ACTION 5MM 310MM
PO213R | CRILE DISSECTING FCPS CVD 5MM 370MM
PO214R | DUCK BILL BLUNT GRASPER 5MM 370MM
PO215R | GLASSMAN CLAMP FCPS 60 JAW 10MM 310MM
PO216R | BOWEL GRASPER FEN.20MM JAW 5MM 310MM
PO217R | BOWEL GRASPER FEN.20MM JAW 5MM 420MM
PO218R | CRILE DISSECTING FCPS CVD 5MM 310MM
PO219R | OVERHOLT 90°FINE TIP D:10/370MM
PO220R | OVERHOLT 60°FINE TIP D:10/370MM
PO221R | UNIVERSAL GRASPER D:5/310MM
PO222R | SHORT FEN.UNIVERSAL GRASPER D:5/310MM
PO223R | SHORT FEN.UNIVERSAL GRASPER D:5/420MM
PO224R | TENACULUM FORCEPS D:5/310MM
PO225R | TENACULUM FORCEPS D:10/310MM
PO228R | SIMON RENAL POLE CLAMP 100MM D:10/310MM
PO229R | CLINCHING GRASPER FENEST.5MM 420MM
PO230R | UNIVERSAL GRASPER D:5/420MM
PO231R | MIXTER RIGHT-ANGLE DISSECTOR D:5/310MM
PO232R | UNIVERSAL FIXATION FORCEPS FEN.D:5/310MM
PO233R | ATR.UNI.FIX.FORCEPS W/GROOVES D:5/310MM
PO234R | ATR.UNI.FIX.FORCEPS W/GROOVES D:5/420MM
PO235R | ATR.UNI.FIX FORCEPS W/GROOVES D:5/310MM
PO236R | ATR.UNI.FIX FORCEPS W/GROOVES D:5/420MM
PO237R | MARYLAND DISS.W/CROSS TEETHING D:5/310MM
PO238R | MARYLAND DISS.W/CROSS TEETHING D:5/420MM
PO300R | METZENBAUM SCISSORS 3.5MM 290MM
PO301R | HOOK SCISSORS 3.5MM 290MM
PO302R | MARYLAND DISSECTOR 3.5MM 290MM
PO303R | DISSECTOR STR.3.5MM 290MM
PO304R | PYLORUS SPREADER 3.5MM 290MM
PO305R | DORSEY GRASPING FORCEPS 3.5MM 290MM
PO306R | CLINCHING GRASPER FENEST.3.5MM 290MM
PO307R | BABCOCK DBL ACTION 3.5MM 290MM
PO308R | BIOPSY FORCEPS 3.5MM 290MM
PO309R | UNIVERSAL GRASPING FORCEPS D:3.5/290MM
PO320R | METZENBAUM SCISSORS 3.5MM 200MM
PO321R | HOOK SCISSORS 3.5MM 200MM
PO322R | MARYLAND DISSECTOR 3.5MM 200MM
PO323R | DISSECTOR STR.3.5MM 200MM
PO324R | PYLORUS SPREADER 3.5MM 200MM
PO325R | DORSEY GRASPING FORCEPS 3.5MM 200MM
PO326R | CLINCHING GRASPER FENEST 3.5MM 200MM
PO327R | BABCOCK DBL ACTION 3.5MM 200MM
PO328R | BIOPSY FORCEPS 3.5MM 200MM
PO329R | UNIVERSAL GRASPING FORCEPS D:3.5/200MM
PO340R | JAW INS.METZENBAUM SCISSORS 3.5MM 290MM
PO341R | JAW INS.HOOK SCISSORS 3.5MM 290MM
PO342R | JAW INS.MARYLAND DISSECTOR 3.5MM 290MM
PO343R | JAW INS.DISSECTOR STR.3.5MM 290MM
PO344R | JAW INS.PYLORUS SPREADER 3.5MM 290MM
PO345R | JAW INS.DORSEY GRSP FCPS 3.5MM 290MM
PO346R | JAW INS.CLINCHING GRSP FEN.3.5MM 290MM
PO347R | JAW INS.BABCOCK DBL ACTION 3.5MM 290MM
PO348R | JAW INS.BIOPSY FORCEPS 3.5MM 290MM
PO349R | JAW INS.UNI.GRASPING FORCEPS D:3.5/290MM
PO360R | JAW INS.METZENBAUM SCISSORS 3.5MM 200MM
PO361R | JAW INS.HOOK SCISSORS 3.5MM 200MM
PO362R | JAW INS.MARYLAND DISSECTOR 3.5MM 200MM
PO363R | JAW INS.DISSECTOR STR.3.5MM 200MM
PO364R | JAW INS.PYLORUS SPREADER 3.5MM 200MM
PO365R | JAW INS.DORSEY GRSP FCPS 3.5MM 200MM
PO366R | JAW INS.CLINCHING GRSP FEN.3.5MM 200MM
PO367R | JAW INS.BABCOCK DBL ACTION 3.5MM 200MM
PO368R | JAW INS.BIOPSY FORCEPS 3.5MM 200MM
PO369R | JAW INS.UNI.GRASPING FORCEPS D:3.5/200MM
PO380R | HANDLE WITHOUT RATCHET FOR 3.5MM INSTR.
PO381R | HANDLE WITH RATCHET FOR 3.5MM INSTR.
PO500R | STONE GRASPING FCPS 10MM 310MM
PO501R | BIOPSY FORCEPS 5MM 310MM
PO502R | BIOPSY FCPS BOX STYLE 5MM 310MM
PO505R | BIOPSY FCPS W/TEETH 5MM 310MM
PO509R | BIOPSY CUP FCPS 5MM 420MM
PO510R | BIOPSY FCPS HOOK 5MM 420MM
PO511R | BIOPSY FCPS W/TEETH 5MM 420MM
PO512R | BIOPSY FCPS BOX STYLE 5MM 420MM
PO600R | JAW INS.HOOK SCISSORS 5MM 310MM
PO601R | JAW INS.PERIT.SCISSORS SERR 5MM 310MM
PO602R | JAW INS.MICRO-DISSECTOR SCISS 5MM 310MM
PO603R | JAW INS.METZENBAUM SCISSORS 5MM 310MM
PO605R | JAW INS.FINE-TIP DISSECTOR 5MM 310MM
PO606R | JAW INS.OVERHOLT DISS 90-DEG 10MM 310MM
PO607R | JAW INS.ATR.DISSECTING FCPS 5MM 310MM
PO608R | JAW INS.MARYLAND DISSECTOR 5MM 310MM
PO610R | JAW INS.ALLIS GRSP FCPS 5MM 310MM
PO611R | JAW INS.HEYWOOD-SMITH TIS.FRCP 10/310MM
PO613R | JAW INS.AGGRESIVE GRASPERS 5MM 310MM
PO615R | JAW INS.ALLIGATOR FORCEPS 5MM 310MM
PO617R | JAW INS.NELSON GRASP 6X7TEETH 5MM 310MM
PO618R | JAW INS.DORSEY GRSP FCPS 5MM 310MM
PO619R | JAW INS.BABCOCK GRASPER 5MM 310MM
PO620R | JAW INS.BABCOCK GRASPER 10MM 310MM
PO623R | JAW INS.CLAW GRASPER 10MM 310MM
PO624R | JAW INS.DE'BAKEY ATR.FCPS 10MM 370MM
PO625R | JAW INS.PERIT.SCISS SERR 5MM 310MM
PO626R | JAW INS.BIOPSY FORCEPS 5MM 310MM
PO627R | JAW INS.BIOPSY FCPS BOX STYLE 5MM 310MM
PO631R | JAW INS.TC METZ.SCISSORS LFT-CVD 5/220MM
PO632R | JAW INS.MARYLAND DISSECTOR D:5/220MM
PO633R | JAW INS.ATR.DISSECTOR D:5/220MM
PO634R | JAW INS.AGGRESIVE GRASPER D:5/220MM
PO636R | JAW INS.TC METZ.SCISSORS LFT-CVD 5/310MM
PO638R | JAW INS.NELSON GRASPERS COF D:5/310MM
PO641R | JAW INS.HEYWOOD-SMITH CVD D:5/310MM
PO642R | JAW INS.AGGRESIVE GRASPER COF D:5/310MM
PO644R | JAW INS.UNIVERSAL FIX.FORCEPS D:5/310MM
PO645R | JAW INS.TUBAL FIXATION FCPS 5MM 310MM
PO646R | JAW INS.ATR.GRASPING FCPS 5MM 310MM
PO647R | JAW INS.CLINCHING GRASPER FEN.5MM 310MM
PO648R | JAW INS.GRASPING FCPS.2X4T.D:5/310MM
PO650R | JAW INS.GRASP.FCPS FINETOOTH 5MM 310MM
PO652R | JAW INS.BIOPSY FCPS W/TEETH 5MM 310MM
PO655R | JAW INS.MINI-METZENBAUM SCISS 5MM 310MM
PO657R | JAW INS.DE'BAKEY ATR.CLAMP 5MM 420MM
PO661R | JAW INS.LAP DISSECTOR 60-DEG 10MM 310MM
PO667R | JAW INS.DUCK BILL DISS FCPS 5MM 310MM
PO669R | JAW INS.MARYLAND DISSECTOR COF D:5/310MM
PO678R | JAW INS.FIXATION FORCEPS 5MM 310MM
PO680R | JAW INS.FIXATION FCPS FEN.5MM 310MM
PO682R | JAW INS.POTTS DE MARTELL SCIS.10MM 310MM
PO684R | JAW INS.VASC.CLAMP CRAWFORD D:5/370MM
PO705R | JAW INS.STONE GRASPING FCPS 10MM 310MM
PO715R | JAW INS.METZ.-SCISSORS MEDIUM D:5/310MM
PO727R | JAW INS.SCISSORS W/KNOT PUSHER 5MM 310MM
PO728R | JAW INS.UNIVERSAL FIX.FORCEPS D:5/310MM
PO729R | JAW INS.COMBI.GRASPING FORCEPS 5/310MM
PO730R | JAW INS.RIGHT-ANGLE DISSECTOR 5MM 310MM
PO731R | JAW INS.ORGAN GRASP.FORCEPS D:10/310MM
PO734R | JAW INS.GRASP.& DISS.FORCEPS D:5/310MM
PO735R | JAW INS.BULLET NOSE GRASPER 5MM 310MM
PO736R | JAW INS.UNIVERSAL GRASPER 5MM 310MM
PO738R | JAW INS.MINI METZENBAUM SCISSOR 5/220MM
PO739R | JAW INS.LYMPH NODE GRASP.FCPS.D:5/220MM
PO740R | JAW INS.MARYLAND FORCEPS FEN.D:5/310MM
PO741R | JAW INS.BABCOCK DBL ACTION 10MM 370MM
PO742R | JAW INS.INTEST.FORCPS JAW 90MMD:10/370MM
PO744R | JAW INS.HOOK SCISSORS 5MM 420MM
PO746R | JAW INS.METZENBAUM SCISS SERR 5MM 420MM
PO747R | JAW INS.ATR.DISS FCPS 5MM 420MM
PO748R | JAW INS.TUBAL FIXATION FCPS 5MM 420MM
PO749R | JAW INS.GRASPING FCPS.2X4T.D:5/420MM
PO750R | JAW INS.BIOPSY CUP FCPS 5MM 420MM
PO751R | FRANGENHEIM Biopsy forceps cutting 5 mm / 420 mm JAW INSERT
PO752R | JAW INS.MARYLAND DISS FCPS 5MM 420MM
PO753R | JAW INS.BULLET NOSE GRASPER 5MM 420MM
PO754R | JAW INS.MINI-METZENBAUM SCISS.5MM 420MM
PO755R | JAW INS.DORSEY GRSP FCPS 5MM 420MM
PO756R | JAW INS.BIOPSY FCPS W/TEETH 5MM 420MM
PO757R | JAW INS.BABCOCK GRSP FCPS 10MM 420MM
PO758R | JAW INS.FIX.FCPS FEN SERR 5MM 310MM
PO759R | JAW INS.BIOPSY FCPS BOX STYLE 5MM 420MM
PO761R | JAW INS.CURVED GRASPER 5MM 420MM
PO762R | JAW INS.BABCOCK DBL ACTION 5MM 420MM
PO763R | JAW INS.OVAL GRASPER 5MM 310MM
PO764R | JAW INS.CURVED GRASPER 5MM 310MM
PO765R | JAW INS.BABCOCK DBL ACTION 5MM 310MM
PO766R | JAW INS.CRILE DISS.FCPS.CVD 5MM 370MM
PO767R | JAW INS.DUCK BILL BLUNT GRASPER 5/370MM
PO768R | JAW INS.GLASSMAN FCPS 60 JAW 10MM 310MM
PO769R | JAW INS.BOWEL GRAS.FEN.20MM JAW 5/310MM
PO770R | JAW INS.BOWEL GRAS.FEN.20MM JAW 5/420MM
PO771R | JAW INS.CRILE DISS.FCPS.CVD 5MM 310MM
PO772R | JAW INS.OVERHOLT 90°FINE TIP D:10/370MM
PO773R | JAW INS.OVERHOLT 60°FINE TIP D:10/370MM
PO774R | JAW INS.UNIVERSAL GRASPER D:5/310MM
PO775R | JAW INS.FEN.UNIVERSAL GRASPER D:5/310MM
PO776R | JAW INS.FEN.UNIVERSAL GRASPER D:5/420MM
PO777R | JAW INS.TENACULUM FORCEPS D:5/310MM
PO778R | JAW INS.TENACULUM FORCEPS D:10/310MM
PO781R | JAW INS.SIMON REN.POLE CL.100MM 10/310MM
PO782R | JAW INS.CLINCH.GRASP.FENEST.D:5/420MM
PO783R | JAW INSERT UNIVERSAL GRASPER D:5/420MM
PO784R | JAW INS.MIXTER RIGHT-ANGLE DIS.D:5/310MM
PO785R | JAW INS.UNI.FIX.FORCEPS FEN.D:5/310MM
PO786R | JAW INS.UNI.FIX.FORC.W/GROOVES D:5/310MM
PO787R | JAW INS.UNI.FIX.FORC.W/GROOVES D:5/420MM
PO788R | JAW INS.UNI.FIX.FORC.W/GROOVES D:5/310MM
PO789R | JAW INS.UNI.FIX.FORC.W/GROOVES D:5/420MM
PO790R | JAW INS.NOIR METZENBAUM SCISS.D:5/310MM
PO791R | JAW INS.NOIR MINI METZENBAUM D:5/310MM
PO958R | MONOPOLAR HANDLE WITHOUT RATCHET
PO959R | MONOPOLAR HANDLE WITH RATCHET
PM400R | BIPOLAR METZ SCISSORS 5MM 310MM
PM401R | BIPOLAR MARYLAND DISS.FCPS 5MM 310MM
PM402R | BIPOLAR MICRO FORCEPS D:5/310MM
PM403R | BIPOLAR MACRO FORCEPS D:5/ 310MM
PM404R | BIPOLAR METZENBAUM SCISSORS5MM420MM
PM405R | BIPOLAR MARYLAND DISSECT FCPS5MM420MM
PM406R | BIPOLAR MACRO FORCEPS5MM 420MM
PM407R | METZENBAUM SCISSORS 14MM 5/310MM HF CON.
PM408R | MARYLAND GSP.FORCEPS FEN.5/310MM HF CON.
PM409R | Metzenbaum scissors length 220mm
PM410R | Maryland fixation forceps length 220mm
PM412R | Macro fixation forceps length 220mm
PM413R | Maryland fixation forceps fenestrated length 220mm
PM414R | MINI Metzenbaum scissors length 220mm
PM415R | MARYLAND GSP.FORCEPS FEN.5/420MM HF CON.
PM430R | JAW INS.BIP.METZENBAUM SCISSORS 5/310MM
PM431R | JAW INS.BIP.MARYLAND DISS.FCPS 5/310MM
PM432R | JAW INS.BIP.MICRO FORCEPS D:5/310MM
PM433R | JAW INS.BIP.MACRO FORCEPS D:5/310MM
PM434R | JAW INS.BIP.METZENBAUM SCISSORS 5/420MM
PM435R | JAW INS.BIP.MARYLAND DISS.FCPS 5/420MM
PM436R | JAW INS.BIP.MACRO FORCEPS 5/420MM
PM437R | JAW INS.BIP.MINI METZENBAUM SCIS.5/310MM
PM438R | JAW INS.BIP.MARYLAND DISS.FEN.5/310MM
PM439R | JAW INS.BIP.METZENBAUM SCISSORS 5/220MM
PM440R | JAW INS.BIP.MARYLAND DISS.FCPS 5/220MM
PM442R | JAW INS.BIP.MACRO FORCEPS 5/220MM
PM443R | JAW INS.BIP.MARYLAND DISS.FEN.5/220MM
PM444R | JAW INS.BIP.MINI METZENBAUM SCIS.5/220MM
PM445R | JAW INS.BIP.MARYLAND DISS.FEN.5/420MM
PM450R | HANDLE FOR BIPOLAR INSTRUMENTS
PM433220 | PROTECTION CAP FOR BIPOLAR JAWS
GK370P | SHAFT ONLY F/MODULAR MONOPOL.ELECTR
GK371P | OUTER TUBE F.GK390R
GK372R | HANDLE F/MONOPOLAR ELECTRODES 5MM
GK373R | INNER TUBE W/HANDLE FOR GK372R
GK374R | HANDLE F/MONOPOLAR ELECTRODES 5MM 420MM
GK375R | INNER TUBE W/HANDLE FOR GK374R
GK376P | SHAFT ONLY F/MOD MONO ELECTR 5MM
GK383R | CERAMIC ELECTRODE TIP J-HK F/GK372R
GK384R | CERAMIC ELECTRODE TIP L-HK F/GK372R
GK385R | MONOPOLAR ELECTRODE TIP BUTTON
GK386R | MONOPOLAR ELECTRODE TIP SPATULA
GK389R | NEEDLE ELECTRODE F.GK390R
GK390R | LOW ENERGY HF NEEDLE CPL.
GK393R | MONOP.HOOK ELECTRODE TIP J SHAPED CVD.
GK394R | MONOP.HOOK ELECTRODE TIP L SHAPED CVD.
GK395R | MONOPOLAR BALL ELECTRODE ONLY CVD.
PO031R | METZENBAUM SCISSOR MEDIUM D:5/420MM
PO716R | JAW INS.METZ.-SCISSORS MEDIUM D:5/420MM
PO717R | JAW INS.MARYL.W/CROSS TEETHING D:5/310MM
PO718R | JAW INS.MARYL.W/CROSS TEETHING D:5/420MM
JK490 | X-LONG LID W/RETENTION PLATE SILVER
JN445 | EXTRA LONG CONTAINER PERF BOTTOM 187MM
PL963R | MIS STORAGE RACK
PL964R | MIS STORAGE RACK LONG
PL962R | TROCAR STORAGE
JG300 | FIXATION PIN FOR STORAGE DEVICES
JF938 | SILICONE BASKET LINER 1/2-SIZE
PL960206 | REVERSEABLE SILICONERUBBER HOLDER
JG302 | 3 mm hex (Allen) screwdriver
PM950250 | LGT GRAY ROTATION KNOB F/MOD INST
PM630201 | INNER TUBE STRAIGHT 220MM LENGTH
PM600201 | METAL INNER TUBE 31CM
PM618201 | METAL INNER TUBE 37CM
PM434201 | METAL INNER TUBE 42CM
PM009250 | INNER TUBE
PM009251 | FLEXIBLE CONNECTING ROD
PL961R | MIS STORAGE RACK WITH BASKET LONG
PL170251 | CONTACT PIN F/AESC & WOLF
PL170256 | CONTACT PIN F/OLYMPUS MONOSURGERY
PL170258 | CONTACT PIN F/STORZ MONOSURGERY
PL170250 | LUER-LOCK CONNTR FOR FLUSHPORT
PO950400 | CAUTERY CONTACT PIN FOR PO HANDLES5/PK
PO950410 | CONTACT BUSH STORZ
PO950420 | CONTACT PIN OLYMPUS 4.0E-4 1
PO550R | NEEDLE HOLDER STR 5MM 310MM
PO559R | NEEDLE HOLDER CURVED 5MM 310MM
PO628R | JAW INS.NEEDLE HOLDER STR 5MM 310MM
PO668R | JAW INS.NEEDLE HOLDER CURVED 5MM 310MM
PM654R | JAW INS.MIASPAS TL KNOT PUSHER5/310MM
GK299 | WIRE BRUSHF/CLEAN COAG FCPS&ELECTRODES
PL418R | DUROGRIP NEEDLE HOLDER STR.3.5MM 290MM
PL419R | DUROGRIP NEEDLE HOLDER STR.3.5MM 200MM
PG028R | SUCTION/IRRIGATION INSTR.3.5MM 310MM
BN322R | EXPLORATION PROBE W/SCALING 3.5MM 400MM
PL435R | Laparoscopic knot pusher 3.5MM, 310MM
GN261 | HF-HANDLE LG.2 BUTTON 4MM ERBE PLUG
GK397R | MONOPOLAR HOOK ELECTRODE 3.5MM 200MM
GK398R | MONOPOLAR HOOK ELECTRODE 3.5MM 290MM
GN236 | HF-HANDLE LG.2 BUTTON 4MM KOAX PLUG
GN230 | HF-HANDLE LG.2 BUTTON 4MM 3-PIN PLUG
GK398R | MONOPOLAR HOOK ELECTRODE 3.5MM 290MM
GK397R | MONOPOLAR HOOK ELECTRODE 3.5MM 200MM
GN132 | BIPOLAR CABLE 22MM
GN133 | BIPOLAR CABLE 28.6MM
GN134 | BIPOLAR CABLE 38MM
GN131 | BIPOLAR CABLE 8/4MM
GN130 | BIPOLAR CABLE 5/2MM
JG600 | STERILIT I OIL SPRAY
JG598 | STERILIT I DRIP FEED OILER
PM995R | CLEANING BRUSH 10MM DIA
GK469R | CLEANING BRUSH 5MM DIA 6/PKG
GK290SU | DISPOSABLE BIPOL.CORD FIXED PINS 22MM
GK291SU | DISPOSABLE BIPOL.CORD FIXED PINS 28.6MM
GK292SU | DISPOSABLE BIPOL.CORD FIXED PINS 38MM
GK332 | Bipolar connecting cable 38 mm Codman CMC II
GK342 | Aesculap round connector Ø4 mm fixed pin / Ø8 mm round
GN140 | reusable bipolar connecting cable
GN141 | reusable bipolar connecting cable
GK195 | BIPOLAR CABLE VALLEYLAB/LANDOLT FORCEPS
GN145 | BIPOLAR CABLE 5M FIXED PIN 22MM BIPOJET
GN146 | BIPOLAR CABLE 5M FIXED PIN 38MM BIPOJET
GK194 | BIPOL.CABLE VALLEYLAB/EURONORM
GN076 | BIPOLAR CABLE 4M LENGTH
GK185 | BIPOL.CABLE ERBE EURO FLAT PLUG
GK217 | ELECTRODE CABLE 3.5 M
GK280 | Aesculap flat connector 22 mm fixed-pin
GK281 | Aesculap flat connector 28.6 mm fixed-pin
GK282 | Aesculap flat connector 38 mm fixed-pin
GK290SU | DISPOSABLE BIPOL.CORD FIXED PINS 22MM
GK291SU | DISPOSABLE BIPOL.CORD FIXED PINS 28.6MM
GK292SU | DISPOSABLE BIPOL.CORD FIXED PINS 38MM
GK328 | Bipolar connecting cable, 4 m AESCULAP GK050 / GK051
GK329 | Alternative bipolar connecting cable AESCULAP GK050 / GK051
PL407R | DUROGRIP NEEDLE HOLDER STR.D:5/310MM
PL404R | NEEDLE HOLDERSTRAIGHT 5MM 370MM
PL416R | DUROGRIP NEEDLE HOLDER STR.D:5/420MM
PL408R | NEEDLE HOLDER LEFT CURVED 5MM 310MM
PL405R | NEEDLE HOLDER LEFT CURVED 5MM 370MM
PL417R | DUROGRIP NEEDLE HOLDER LEFT CVD.5/420MM
PL413R | NEEDLE HOLDER RIGHT CURVED 5MM 310MM
PL415R | NEEDLE HOLDER RIGHT CURVED 5MM 370MM
PL409R | ASSIST.NEEDLE HOLD.2X3 TEETH5MM/310M
PL414R | NEEDLE HOLDER SUPER RIGHTING 5MM/310MM
PL406R | ANVIL GRASPER 10MM 370MM
Appicator & Clips | #N/A
PL450SU | DS-SINGLE FIRE LIG.CLIP S
PL452SU | DS-SINGLE FIRE LIG.CLIP S MULTI-PACK
PQ900R | DS LAP.CLIP APPLIER S 5/330MM
PL453SU | DS-SINGLE FIRE LIG.CLIP SM
PQ901R | DS LAP.CLIP APPLIER SM 5/330MM
PQ920R | DS LAP.CLIP APPLIER SM 5/420MM
PL459SU | DS-SINGLE FIRE LIG.CLIP M
PQ902R | DS LAP.CLIP APPLIER M 10/330MM
PQ921R | DS LAP.CLIP APPLIER M 10/420MM
PL462SU | DS-SINGLE FIRE LIG.CLIP ML
PL465SU | DS-SINGLE FIRE LIG.CLIP ML W/LATCH
PQ903R | DS LAP.CLIP APPLIER ML 10/330MM
PQ922R | DS LAP.CLIP APPLIER ML 10/420MM
PL468SU | DS-SINGLE FIRE LIG.CLIP L
PL471SU | DS-SINGLE FIRE LIG.CLIP L W/LATCH
PQ904R | DS LAP.CLIP APPLIER L 12/330MM
PQ923R | DS LAP.CLIP APPLIER L 12/420MM
PL475SU | DS-SINGLE FIRE LIG.CLIP XL W/LATCH
PQ905R | DS LAP.CLIP APPLIER XL 12/330MM
PQ910R | SHAFT DS LAP.CLIP APPLIER S 5/330MM
PQ961R | PUSH ROD LAP.CLIP APPLIER 330MM
PQ960R | HANDLE LAP.CLIP APPLIER
FC171R | DS-SINGLE FIRE APPLIER S 150MM 25°
FC174R | DS-SINGLE FIRE APPLIER S 190MM 25°
FC175R | DS-SINGLE FIRE APPLIER S 190MM 65°
FC177R | DS-SINGLE FIRE APPLIER S 280MM 25°
FC178R | DS-SINGLE FIRE APPLIER S 280MM 65°
FC179R | DS-SINGLE FIRE APPLIER S 280MM 90°
PQ911R | SHAFT DS LAP.CLIP APPLIER SM 5/330MM
PQ930R | SHAFT DS LAP.CLIP APPLIER SM 5/420MM
PQ961R | PUSH ROD LAP.CLIP APPLIER 330MM
PQ962R | PUSH ROD LAP.CLIP APPLIER 420MM
PQ960R | HANDLE LAP.CLIP APPLIER
FC181R | DS-SINGLE FIRE APPLIER SM 150MM 25°
FC184R | DS-SINGLE FIRE APPLIER SM 190MM 25°
FC187R | DS-SINGLE FIRE APPLIER SM 280MM 25°
FC185R | DS-SINGLE FIRE APPLIER SM 190MM 65°
FC188R | DS-SINGLE FIRE APPLIER SM 280MM 65°
PQ912R | SHAFT DS LAP.CLIP APPLIER M 10/330MM
PQ931R | SHAFT DS LAP.CLIP APPLIER M 10/420MM
PQ961R | PUSH ROD LAP.CLIP APPLIER 330MM
PQ962R | PUSH ROD LAP.CLIP APPLIER 420MM
PQ960R | HANDLE LAP.CLIP APPLIER
FC191R | DS-SINGLE FIRE APPLIER M 150MM 25°
FC194R | DS-SINGLE FIRE APPLIER M 190MM 25°
FC195R | DS-SINGLE FIRE APPLIER M 190MM 65°
FC196R | DS-SINGLE FIRE APPLIER M 190MM 90°
FC197R | DS-SINGLE FIRE APPLIER M 280MM 25°
FC198R | DS-SINGLE FIRE APPLIER M 280MM 65°
FC199R | DS-SINGLE FIRE APPLIER M 280MM 90°
PL816R | DS-SINGLE FIRE LAP.REM.FORC.M 10/310MM
PQ913R | SHAFT DS LAP.CLIP APPLIER ML 10/330MM
PQ932R | SHAFT DS LAP.CLIP APPLIER ML 10/420MM
PQ961R | PUSH ROD LAP.CLIP APPLIER 330MM
PQ962R | PUSH ROD LAP.CLIP APPLIER 420MM
PQ960R | HANDLE LAP.CLIP APPLIER
FC204R | DS-SINGLE FIRE APPLIER ML 190MM 25°
FC205R | DS-SINGLE FIRE APPLIER ML 190MM 65°
FC206R | DS-SINGLE FIRE APPLIER ML 190MM 90°
FC207R | DS-SINGLE FIRE APPLIER ML 280MM 25°
FC208R | DS-SINGLE FIRE APPLIER ML 280MM 65°
FC209R | DS-SINGLE FIRE APPLIER ML 280MM 90°
PL817R | DS-SINGLE FIRE LAP.REM.FORC.ML 10/310MM
PQ914R | SHAFT DS LAP.CLIP APPLIER L 12/330MM
PQ933R | SHAFT DS LAP.CLIP APPLIER L 12/420MM
PQ961R | PUSH ROD LAP.CLIP APPLIER 330MM
PQ962R | PUSH ROD LAP.CLIP APPLIER 420MM
PQ960R | HANDLE LAP.CLIP APPLIER
FC214R | DS-SINGLE FIRE APPLIER L 190MM 25°
FC215R | DS-SINGLE FIRE APPLIER L 190MM 65°
FC216R | DS-SINGLE FIRE APPLIER L 190MM 90°
FC217R | DS-SINGLE FIRE APPLIER L 280MM 25°
FC218R | DS-SINGLE FIRE APPLIER L 280MM 65°
FC219R | DS-SINGLE FIRE APPLIER L 280MM 90°
PL818R | DS-SINGLE FIRE LAP.REM.FORC.L 12/310MM
PQ915R | SHAFT DS LAP.CLIP APPLIER XL 12/330MM
PQ961R | PUSH ROD LAP.CLIP APPLIER 330MM
PQ960R | HANDLE LAP.CLIP APPLIER
FC230R | DS-SINGLE FIRE APPLIER XL 280MM 25°
FC231R | DS-SINGLE FIRE APPLIER XL 280MM 65°
PQ940R | LAP.CLIP APPLIER M 10/330MM
PQ941R | LAP.CLIP APPLIER ML 10/330MM
PQ942R | LAP.CLIP APPLIER L 12/330MM
FB222R | CLIP APPLIER FORC.SMALL 150MM 25°
FB223R | CLIP APPLIER FORC.SMALL 200MM 25°
FB224R | CLIP APPLIER FORC.SMALL 280MM 25°
FB226R | CLIP APPLIER FORC.SMALL 203MM 65°
FB227R | CLIP APPLIER FORC.SMALL 280MM 65°
FB225R | CLIP APPLIER FORC.SMALL 280MM 90°
FB282R | CLIP REMOVER 170MM
PQ950R | SHAFT LAP.CLIP APPLIER M 10/330MM
PQ961R | PUSH ROD LAP.CLIP APPLIER 330MM
PQ960R | HANDLE LAP.CLIP APPLIER
FB234R | CLIP APPLIER FORC.MEDIUM 150MM 25°
FB235R | CLIP APPLIER FORC.MEDIUM 200MM 25°
FB236R | CLIP APPLIER FORC.MEDIUM 280MM 25°
FB238R | CLIP APPLIER FORC.MEDIUM 200MM 65°
FB239R | CLIP APPLIER FORC.MEDIUM 280MM 65°
FB282R | CLIP REMOVER 170MM
PQ951R | SHAFT LAP.CLIP APPLIER ML 10/330MM
PQ961R | PUSH ROD LAP.CLIP APPLIER 330MM
PQ960R | HANDLE LAP.CLIP APPLIER
FB240R | CLIP APPLIER FORC.MEDIUM/LARGE 200MM 25°
FB242R | CLIP APPLIER FORC.MEDIUM/LARGE 280MM 25°
FB243R | CLIP APPLIER FORC.MEDIUM/LARGE 200MM 65°
FB245R | CLIP APPLIER FORC.MEDIUM/LARGE 280MM 65°
FB254R | CLIP APPLIER FORC.MEDIUM/LARGE 203MM 90°
FB255R | CLIP APPLIER FORC.MEDIUM/LARGE 280MM 90°
FB282R | CLIP REMOVER 170MM
PQ952R | SHAFT LAP.CLIP APPLIER L 12/330MM
PQ961R | PUSH ROD LAP.CLIP APPLIER 330MM
PQ960R | HANDLE LAP.CLIP APPLIER
FB246R | CLIP APPLIER FORCEPS LARGE 200MM 25°
FB248R | CLIP APPLIER FORCEPS LARGE 280MM 25°
FB249R | CLIP APPLIER FORCEPS LARGE 200MM 65°
FB251R | CLIP APPLIER FORCEPS LARGE 280MM 65°
FB252R | CLIP APPLIER FORCEPS LARGE 203MM 90°
FB253R | CLIP APPLIER FORCEPS LARGE 280MM 90°
FB282R | CLIP REMOVER 170MM
PL565T | LIGATURE CLIP SMALL 30 MAG.=180 PCS.
PL567T | LIGATURE CLIP MEDIUM 30 MAG.=180 PCS.
PL568T | LIGATURE CLIP MED.LARGE 20 MAG.=120 PCS.
PL561T | LIGATURE CLIP LARGE 20 MAG.=120 PCS.
PL506R | MULTIFIRE CLIP APPL 10MM 370MM
PL508R | MULTIFIRE CLIP APPL 10MM 260MM
PL569T | LIGATING CLIPS M/L 12/BOX
PL512R | CLIP APPLIC.D:5/310MM F.CLIP PL572T
PL600R | CLIP APPLIC.D:5/205MM F.CLIP PL572T
PL572T | LIGATURE CLIP 12 MAG.= 144 PCS.
PL536R | SHAFT COMPL.D:10MM L:370MM
PL538R | SHAFT COMPL.D:10MM L:260MM
PL522R | SHAFT COMPL.D:5MM L:310MM
PL601R1 | Shaft length / Schaftlänge 205 mm, diam. / Ø 5 mm
PL536802 | INNER TUBE F. DIAM. 10MM, LENGTH 370MM
PL538802 | INNER TUBE F. DIAM. 10MM, LENGTH 260MM
PL522801 | INNER TUBE F. DIAM. 5MM, LENGTH 310MM
PL601801 | INNER TUBE
PL536801 | PUSH ROD F. DIAM. 10MM, LENGTH 370MM
PL538801 | PUSH ROD F. DIAM. 10MM, LENGTH 260MM
PL522800 | PUSH ROD F. DIAM. 5MM, LENGTH 310MM
PL601800 | ROD, COMPLETE
PL510R | HANDLE F/PL506R & PL508R
PL510R | HANDLE F/PL506R & PL508R
PL602R2 | Handle ¦ Griff
PL510300 | ROTATION KNOB F/PL506R & PL508R
PL510301 | LOCKING RING
PL522810 | JAW PART PROTECTION FOR 5 MM SHAFT
PL536810 | JAW PART PROTECTION FOR CHALLENEGER D
PL801R | DS-SINGLE FIRE LAP.APPLIER S 5/310MM
PL802R | DS-SINGLE FIRE LAP.APPLIER SM 5/310MM
PL806R | DS-SINGLE FIRE LAP.APPLIER M 10/310MM
PL807R | DS-SINGLE FIRE LAP.APPLIER ML 10/310MM
PL808R | DS-SINGLE FIRE LAP.APPLIER L 12/310MM
PL822R | DS-SINGLE FIRE LAP.APPLIER SM 5/420MM
PL826R | DS-SINGLE FIRE LAP.APPLIER M 10/420MM
PL827R | DS-SINGLE FIRE LAP.APPLIER ML 10/420MM
PL828R | DS-SINGLE FIRE LAP.APPLIER L 12/420MM
Trocar | #N/A
EK310R | TROCAR SLEEVE 3.5/60MM SMOOTH WITH TAP
EK311R | TROCAR SLEEVE 3.5/60MM SMOOTH W/O TAP
EK314R | TROCAR SLEEVE 3.5/110MM SMOOTH WITH TAP
EK315R | TROCAR SLEEVE 3.5/110MM SMOOTH W/O TAP
EK345R | TROCAR PIN CONICAL SHARP 3.5/60MM
EK346R | TROCAR PIN CONICAL SHARP 3.5/110MM
EK348R | TROCAR PIN CONICAL BLUNT 3.5/60MM
EK349R | TROCAR PIN CONICAL BLUNT 3.5/110MM
EK355R | TROCAR PIN CONICAL SHARP 3.5/60MM
EK356R | TROCAR PIN CONICAL SHARP 3.5/110MM
EK358R | TROCAR PIN CONICAL BLUNT 3.5/60MM
EK359R | TROCAR PIN CONICAL BLUNT 3.5/110MM
EK380P | SEALING UNIT FOR 3.5MM TROCARS
EK382P | SEALING CAP FOR 3.5MM TROCARS
EK381P | CROSS SLIT VALVE FOR 3.5MM TROCARS
EK390R | REDUCING SLEEVE 5MM TO 3.5MM
EK391R | SUTURE SLEEVE FOR 3.5MM TROCARS
EK397R | SUTURE FIXATION FOR 3.5MM TROCARS
EK080P | SEALING UNIT FOR 5MM TROCARS
EK082P | SEALING CAP FOR 5MM TROCARS
EK081P | CROSS SLIT VALVE FOR 5MM TROCARS
EK010R | TROCAR SLEEVE 5/60MM SMOOTH WITH TAP
EK011R | TROCAR SLEEVE 5/60MM SMOOTH W/O TAP
EK012R | TROCAR SLEEVE 5/60MM THREADED WITH TAP
EK013R | TROCAR SLEEVE 5/60MM THREADED W/O TAP
EK014R | TROCAR SLEEVE 5/110MM SMOOTH WITH TAP
EK015R | TROCAR SLEEVE 5/110MM SMOOTH W/O TAP
EK016R | TROCAR SLEEVE 5/110MM THREADED WITH TAP
EK017R | TROCAR SLEEVE 5/110MM THREADED W/O TAP
EK018R | TROCAR SLEEVE 5/150MM SMOOTH WITH TAP
EK045R | TROCAR PIN CONICAL SHARP 5/60MM
EK046R | TROCAR PIN CONICAL SHARP 5/110MM
EK047R | TROCAR PIN CONICAL SHARP 5/150MM
EK048R | TROCAR PIN CONICAL BLUNT 5/60MM
EK049R | TROCAR PIN CONICAL BLUNT 5/110MM
EK050R | TROCAR PIN CONICAL BLUNT 5/150MM
EK051R | TROCAR PIN TRIANGULAR 5/60MM
EK052R | TROCAR PIN TRIANGULAR 5/110MM
EK053R | TROCAR PIN TRIANGULAR 5/150MM
EK148SU | DISP.DILATING TROCAR PIN 5/60MM
EK149SU | DISP.DILATING TROCAR PIN 5/110MM
EK150SU | DISP.DILATING TROCAR PIN 5/150MM
EK083P | SEALING UNIT F/10/12MM TROCARS W.REDUCER
EK086P | SEALING UNIT FOR 10/12MM TROCARS
EK002SU | DISP.UNIV-SEALING UNIT F/10/12MM TROCARS
EK024R | TROCAR SLEEVE 10/110MM SMOOTH WITH TAP
EK025R | TROCAR SLEEVE 10/110MM SMOOTH W/O TAP
EK026R | TROCAR SLEEVE 10/110MM THREADED WITH TAP
EK027R | TROCAR SLEEVE 10/110MM THREADED W/O TAP
EK028R | TROCAR SLEEVE 10/150MM SMOOTH WITH TAP
EK056R | TROCAR PIN CONICAL SHARP 10/110MM
EK057R | TROCAR PIN CONICAL SHARP 10/150MM
EK059R | TROCAR PIN CONICAL BLUNT 10/110MM
EK060R | TROCAR PIN CONICAL BLUNT 10/150MM
EK062R | TROCAR PIN TRIANGULAR 10/110MM
EK063R | TROCAR PIN TRIANGULAR 10/150MM
EK159SU | DISP.DILATING TROCAR PIN 10/110MM
EK160SU | DISP.DILATING TROCAR PIN 10/150MM
EK034R | TROCAR SLEEVE 12/110MM SMOOTH WITH TAP
EK035R | TROCAR SLEEVE 12/110MM SMOOTH W/O TAP
EK036R | TROCAR SLEEVE 12/110MM THREADED WITH TAP
EK037R | TROCAR SLEEVE 12/110MM THREADED W/O TAP
EK038R | TROCAR SLEEVE 12/150MM SMOOTH WITH TAP
EK066R | TROCAR PIN CONICAL SHARP 12/110MM
EK067R | TROCAR PIN CONICAL SHARP 12/150MM
EK069R | TROCAR PIN CONICAL BLUNT 12/110MM
EK070R | TROCAR PIN CONICAL BLUNT 12/150MM
EK072R | TROCAR PIN TRIANGULAR 12/110MM
EK073R | TROCAR PIN TRIANGULAR 12/150MM
EK169SU | DISP.DILATING TROCAR PIN 12/110MM
EK170SU | DISP.DILATING TROCAR PIN 12/150MM
MD076 | HASSON S RETRACTOR SET OF TWO 10MM
MD071R | Hasson "S" Retractor, rigid, 10 mm wide, 160 mm, set of 2
MD077 | HASSON S RETRACTOR SET OF TWO 13MM
MD072R | Hasson "S" Retractor, rigid, 13 mm wide, 180 mm, set of 2
EK064R | TROCAR PIN BLUNT (HASSON) 10/110MM
EK098R | CONE FOR 10MM TROCARS
EK034R | TROCAR SLEEVE 12/110MM SMOOTH WITH TAP
EK074R | TROCAR PIN BLUNT (HASSON) 12/110MM
EK099R | CONE FOR 12MM TROCARS
EK085P | SEALING CAP FOR 10/12MM TROCARS
EK088P | SEALING HOUSING F/10/12MM SEALING UNIT
EK084P | CROSS SLIT VALVE FOR 10/12MM TROCARS
EK087P | REDUCING CONVERTER 10/12MM TO 5MM
EK097R | SUTURE FIXATION FOR 5MM TROCARS
EK090R | REDUCING SLEEVE 10MM TO 5MM
EK091R | REDUCING SLEEVE 12MM TO 10MM AND 5MM
EK093P | SEALING CAP F/REDUC.SLEEVE 10/12MM T.5MM
EK094P | SEALING CAP F/REDUC.SLEEVE 12MM TO 10MM
EK390R | REDUCING SLEEVE 5MM TO 3.5MM
EK0391R | Internal organ retractor
Fasia Hook | #N/A
PL152R | FASCIA SPOON
PL153R | FASCIA HOOK
Retrieval Bag | #N/A
EJ022SU | RETRIEVAL BAG W/MEMORY WIRE 210ML
EJ023SU | RETRIEVAL BAG SMALL DETACHABLE 260ML
EJ024SU | RETRIEVAL BAG LARGE DETACHABLE 720ML
EJ025SU | RETRIEVAL BAG SIMPLE 76X150MM
Single use Instruments | #N/A
PO830SU | DISP.METZENBAUM SCISSORS D:3.5/290MM
PO831SU | DISP.MARYLAND FORCEPS D:3.5/290MM
PO833SU | DISP.ATR.GRASPING FCPS D:3.5/290MM
PO840SU | DISP.METZENBAUM SCISSORS D:5/310MM
PO841SU | MARYLAND DISPOSAB.DISSECT.FCPS.D:5/310MM
PO842SU | DISP.AGGRESIVE GRASPER D:5/310MM
PO843SU | DISP.ATR.GRASPING FCPS D:5/310MM
PO844SU | DISP.BABCOCK GRASPING FCPS D:5/310MM
PO885SU | DISP.SCISS.SHAFT SLIGHT CVD.D:5/310MM
PO886 | DISP.SCISS.SHAFT HOOK D:5MM/310MM
PO887 | DISP.SCISS.SHAFT MINI-METZ.D:5/310MM
PO888 | DISP.SCISS.SHAFT METZENBAUM D:5MM/310MM
PO889 | DISP.SCISS.SHAFT METZENBAUM D:5/420MM
PO958R | MONOPOLAR HANDLE WITHOUT RATCHET
PO891SU | DISP.SHAFT MARYLAND D:5/310MM
PO892SU | DISP.SHAFT AGGRESSIVE GRASPER D:5/310MM
PO893SU | DISP.SHAFT ATR.GRASPING FCPS D:5/310MM
PO894SU | DISP.SHAFT BABCOCK FCPS D:5/310MM
PL700 | DISPOSABLE BIPOLAR METZ SCISSOR 5/310MM
PL701 | MARYLAND DISP.GRASP.FCPS.FEN.BIP.5/310MM
PL702SU | MARYLAND DISP.GRASP.FCPS.BIPOLAR 5/310MM
PL703SU | MACRO DISP.GRASP.FCPS.BIPOLAR 5/310MM
GK290SU | DISPOSABLE BIPOL.CORD FIXED PINS 22MM
GK291SU | DISPOSABLE BIPOL.CORD FIXED PINS 28.6MM
GK292SU | DISPOSABLE BIPOL.CORD FIXED PINS 38MM
PO800SU | DISP.COMBINATION INSTR.BIPOLAR D:5/310MM
EK500SU | DISP.BALLOON TROCAR OPTIC RING 5/70MM
EK501SU | DISP.BALLOON TROCAR OPTIC RING 5/100MM
EK502SU | DISP.BALLOON TROCAR OPTIC RING 11/100MM
EK503SU | DISP.BALLOON TROCAR OPTIC RING 12/100MM
EK504SU | DISP.BALLOON TROCAR OPTIC CONE 12/100MM
EK530SU | DISP.OPTICAL TROCAR RIBBED 5/70MM
EK531SU | DISP.OPTICAL TROCAR RIBBED 5/100MM
EK534SU | DISP.OPTICAL TROCAR RIBBED 11/100MM
EK536SU | DISP.OPTICAL TROCAR RIBBED 12/75MM
EK537SU | DISP.OPTICAL TROCAR RIBBED 12/100MM
EK538SU | DISP.OPTICAL TROCAR RIBBED 12/150MM
EK540SU | DISP.OPTICAL TROCAR SET RIBBED 5/70MM
EK541SU | DISP.OPTICAL TROCAR SET RIBBED 5/100MM
EK542SU | DISP.OPTICAL TROCAR SET RIBBED 11/100MM
EK543SU | DISP.OPTICAL TROCAR SET RIBBED 12/100MM
EK510SU | DISP.BALLOON TROCAR DILAT.RING 5/70MM
EK511SU | DISP.BALLOON TROCAR DILAT.RING 5/100MM
EK512SU | DISP.BALLOON TROCAR DILAT.RING 11/100MM
EK513SU | DISP.BALLOON TROCAR DILAT.RING 12/100MM
EK514SU | DISP.BALLOON TROCAR DILAT.CONE 12/100MM
EK570SU | DISP.DILATING TROCAR RIBBED 5/70MM
EK571SU | DISP.DILATING TROCAR RIBBED 5/100MM
EK574SU | DISP.DILATING TROCAR RIBBED 11/100MM
EK577SU | DISP.DILATING TROCAR RIBBED 12/100MM
EK578SU | DISP.DILATING TROCAR RIBBED 12/150MM
EK579SU | DISP.DILATING TROCAR RIBBED 15/100MM
EK540SU | DISP.OPTICAL TROCAR SET RIBBED 5/70MM
EK541SU | DISP.OPTICAL TROCAR SET RIBBED 5/100MM
EK542SU | DISP.OPTICAL TROCAR SET RIBBED 11/100MM
EK543SU | DISP.OPTICAL TROCAR SET RIBBED 12/100MM
EK505SU | DISP.BALLOON TROCAR BLADED RING 5/70MM
EK506SU | DISP.BALLOON TROCAR BLADED RING 5/100MM
EK507SU | DISP.BALLOON TROCAR BLADED RING 11/100MM
EK508SU | DISP.BALLOON TROCAR BLADED RING 12/100MM
EK509SU | DISP.BALLOON TROCAR BLADED CONE 12/100MM
EK550SU | DISP.BLD/SHIELD.TROCAR RIBBED 5/70MM
EK551SU | DISP.BLD/SHIELD.TROCAR RIBBED 5/100MM
EK554SU | DISP.BLD/SHIELD.TROCAR RIBBED 11/100MM
EK557SU | DISP.BLD/SHIELD.TROCAR RIBBED 12/100MM
EK559SU | DISP.BLD/SHIELD.TROCAR RIBBED 15/100MM
EK560SU | DISP.BLD/SHIELD.TROC.SET RIBBED 5/70MM
EK561SU | DISP.BLD/SHIELD.TROC.SET RIBBED 5/100MM
EK562SU | DISP.BLD/SHIELD.TROC.SET RIBBED 11/100MM
EK563SU | DISP.BLD/SHIELD.TROC.SET RIBBED 12/100MM
EK515SU | DISP.BALLOON TROCAR HASSON RING 11/100MM
EK516SU | DISP.BALLOON TROCAR HASSON RING 12/100MM
EK517SU | DISP.BALLOON TROCAR HASSON CONE 12/100MM
EK588SU | DISP.HASSON TROCAR 11/100MM
EK589SU | DISP.HASSON TROCAR 12/100MM
EK520SU | DISP.BALLOON SLEEVE RING 5/70MM
EK521SU | DISP.BALLOON SLEEVE RING 5/100MM
EK522SU | DISP.BALLOON SLEEVE RING 11/100MM
EK523SU | DISP.BALLOON SLEEVE RING 12/100MM
EK524SU | DISP.BALLOON SLEEVE CONE 12/100MM
EK590SU | DISP.TROCAR SLEEVE RIBBED 5/70MM
EK591SU | DISP.TROCAR SLEEVE RIBBED 5/100MM
EK594SU | DISP.TROCAR SLEEVE RIBBED 11/100MM
EK597SU | DISP.TROCAR SLEEVE RIBBED 12/100MM
EK598SU | DISP.TROCAR SLEEVE RIBBED 12/150MM
EK148SU | DISP.DILATING TROCAR PIN 5/60MM
EK149SU | DISP.DILATING TROCAR PIN 5/110MM
EK150SU | DISP.DILATING TROCAR PIN 5/150MM
EK159SU | DISP.DILATING TROCAR PIN 10/110MM
EK160SU | DISP.DILATING TROCAR PIN 10/150MM
EK169SU | DISP.DILATING TROCAR PIN 12/110MM
EK170SU | DISP.DILATING TROCAR PIN 12/150MM
EK001SU | DISP.SEALING UNIT FOR 5MM TROCARS
EK002SU | DISP.UNIV-SEALING UNIT F/10/12MM TROCARS
EK105SU | DISP.TROCAR SLEEVE 3.5/70MM THREAD.
EK030R | DILATING TROCAR PIN 3.5/70MM
PL450SU | DS-SINGLE FIRE LIG.CLIP S
PL452SU | DS-SINGLE FIRE LIG.CLIP S MULTI-PACK
PL453SU | DS-SINGLE FIRE LIG.CLIP SM
PL459SU | DS-SINGLE FIRE LIG.CLIP M
PL462SU | DS-SINGLE FIRE LIG.CLIP ML
PL465SU | DS-SINGLE FIRE LIG.CLIP ML W/LATCH
PL468SU | DS-SINGLE FIRE LIG.CLIP L
PL471SU | DS-SINGLE FIRE LIG.CLIP L W/LATCH
FC171R | DS-SINGLE FIRE APPLIER S 150MM 25°
FC174R | DS-SINGLE FIRE APPLIER S 190MM 25°
FC177R | DS-SINGLE FIRE APPLIER S 280MM 25°
FC178R | DS-SINGLE FIRE APPLIER S 280MM 65°
FC179R | DS-SINGLE FIRE APPLIER S 280MM 90°
FC181R | DS-SINGLE FIRE APPLIER SM 150MM 25°
FC184R | DS-SINGLE FIRE APPLIER SM 190MM 25°
FC185R | DS-SINGLE FIRE APPLIER SM 190MM 65°
FC187R | DS-SINGLE FIRE APPLIER SM 280MM 25°
FC188R | DS-SINGLE FIRE APPLIER SM 280MM 65°
FC191R | DS-SINGLE FIRE APPLIER M 150MM 25°
FC194R | DS-SINGLE FIRE APPLIER M 190MM 25°
FC195R | DS-SINGLE FIRE APPLIER M 190MM 65°
FC196R | DS-SINGLE FIRE APPLIER M 190MM 90°
FC197R | DS-SINGLE FIRE APPLIER M 280MM 25°
FC198R | DS-SINGLE FIRE APPLIER M 280MM 65°
FC199R | DS-SINGLE FIRE APPLIER M 280MM 90°
FC204R | DS-SINGLE FIRE APPLIER ML 190MM 25°
FC205R | DS-SINGLE FIRE APPLIER ML 190MM 65°
FC206R | DS-SINGLE FIRE APPLIER ML 190MM 90°
FC207R | DS-SINGLE FIRE APPLIER ML 280MM 25°
FC208R | DS-SINGLE FIRE APPLIER ML 280MM 65°
FC209R | DS-SINGLE FIRE APPLIER ML 280MM 90°
FC214R | DS-SINGLE FIRE APPLIER L 190MM 25°
FC215R | DS-SINGLE FIRE APPLIER L 190MM 65°
FC216R | DS-SINGLE FIRE APPLIER L 190MM 90°
FC217R | DS-SINGLE FIRE APPLIER L 280MM 25°
FC218R | DS-SINGLE FIRE APPLIER L 280MM 65°
FC219R | DS-SINGLE FIRE APPLIER L 280MM 90°
PL801R | DS-SINGLE FIRE LAP.APPLIER S 5/310MM
PL802R | DS-SINGLE FIRE LAP.APPLIER SM 5/310MM
PL806R | DS-SINGLE FIRE LAP.APPLIER M 10/310MM
PL809R | DS-SINGLE FIRE LAP.APPLIER XL 12/310MM
PL822R | DS-SINGLE FIRE LAP.APPLIER SM 5/420MM
PL826R | DS-SINGLE FIRE LAP.APPLIER M 10/420MM
PL827R | DS-SINGLE FIRE LAP.APPLIER ML 10/420MM
PL828R | DS-SINGLE FIRE LAP.APPLIER L 12/420MM
PL816R | DS-SINGLE FIRE LAP.REM.FORC.M 10/310MM
PL817R | DS-SINGLE FIRE LAP.REM.FORC.ML 10/310MM
PL818R | DS-SINGLE FIRE LAP.REM.FORC.L 12/310MM
PL565T | LIGATURE CLIP SMALL 30 MAG.=180 PCS.
PL567T | LIGATURE CLIP MEDIUM 30 MAG.=180 PCS.
PL568T | LIGATURE CLIP MED.LARGE 20 MAG.=120 PCS.
PL561T | LIGATURE CLIP LARGE 20 MAG.=120 PCS.
FB222R | CLIP APPLIER FORC.SMALL 150MM 25°
FB223R | CLIP APPLIER FORC.SMALL 200MM 25°
FB224R | CLIP APPLIER FORC.SMALL 280MM 25°
FB225R | CLIP APPLIER FORC.SMALL 280MM 90°
FB226R | CLIP APPLIER FORC.SMALL 203MM 65°
FB227R | CLIP APPLIER FORC.SMALL 280MM 65°
FB234R | CLIP APPLIER FORC.MEDIUM 150MM 25°
FB235R | CLIP APPLIER FORC.MEDIUM 200MM 25°
FB238R | CLIP APPLIER FORC.MEDIUM 200MM 65°
FB236R | CLIP APPLIER FORC.MEDIUM 280MM 25°
FB239R | CLIP APPLIER FORC.MEDIUM 280MM 65°
FB240R | CLIP APPLIER FORC.MEDIUM/LARGE 200MM 25°
FB243R | CLIP APPLIER FORC.MEDIUM/LARGE 200MM 65°
FB254R | CLIP APPLIER FORC.MEDIUM/LARGE 203MM 90°
FB242R | CLIP APPLIER FORC.MEDIUM/LARGE 280MM 25°
FB245R | CLIP APPLIER FORC.MEDIUM/LARGE 280MM 65°
FB255R | CLIP APPLIER FORC.MEDIUM/LARGE 280MM 90°
FB246R | CLIP APPLIER FORCEPS LARGE 200MM 25°
FB249R | CLIP APPLIER FORCEPS LARGE 200MM 65°
FB249R | CLIP APPLIER FORCEPS LARGE 200MM 65°
FB252R | CLIP APPLIER FORCEPS LARGE 203MM 90°
FB248R | CLIP APPLIER FORCEPS LARGE 280MM 25°
FB251R | CLIP APPLIER FORCEPS LARGE 280MM 65°
FB253R | CLIP APPLIER FORCEPS LARGE 280MM 90°
FB282R | CLIP REMOVER 170MM
PL504R | CLIP APPLICATOR F.MED.SIZED CLIP PL567T
PL503R | CLIP APPLICATOR F.MED.LARGE CLIP PL568T
PL528R | CLIP APPLICATOR F.LARGE CLIP PL561T
PL574T | CHALLENGER TI-P SM-LIGAT.CLIPS 12 CARTR.
PL579T | CHALLENGER TI-P ML-LIGAT.CLIPS 12 CARTR.
PL604R | MULTIF.CLIP APPL.TI-P 5/310MM F/SM-CLIPS
PL603R | MULTIF.CLIP APPL.TI-P 5/205MM F/SM-CLIPS
PL606R | MULTIF.CLIP APPL.TI-P 10/370MM F/ML-CLIP
PL608R | MULTIF.CLIP APPL.TI-P 10/260MM F.ML-CLIP
PL572T | LIGATURE CLIP 12 MAG.= 144 PCS.
PL569T | LIGATING CLIPS M/L 12/BOX
PL512R | CLIP APPLIC.D:5/310MM F.CLIP PL572T
PL600R | CLIP APPLIC.D:5/205MM F.CLIP PL572T
PL506R | MULTIFIRE CLIP APPL 10MM 370MM
PL508R | MULTIFIRE CLIP APPL 10MM 260MM
EJ871R | TROCAR BODY F.EJ870P INCL.OBTURATOR
EJ870P | BALLOON F.EXTRAPERITONEAL DISTENSION
SK271C | Single use Instruments
EJ571P | FLAP VALVE F/1012.5&15MM TROC
SMG-45GR | Single use Instruments
SMG-60GR | SELC Stapler 60MM,3.5/3.8/4.2MM, 1.5-2.25MM, Green
SMG-30WRH | SELC Stapler 30MM, 2.0/2.5/3.0MM, 0.88-1.5MM, White
SMG-45WRH | SELC Stapler 45MM, 2.0/2.5/3.0MM, 0.88-1.5MM, White
SMG-60WRH | SELC Stapler 60MM, 2.0/2.5/3.0MM, 0.88-1.5MM, White
SMT-45TR | SELC Stapler 45MM, 4.2/4.5/5.0MM, 2.25-3.0MM, Black
SMT-60TR | SELC Stapler 60MM, 4.2/4.5/5.0MM, 2.25-3.0MM, Black
SELC-GS | SELC Stapler 60MM, 12MM
SELC-GM | SELC Stapler 160MM, 12MM
SELC-GL | SELC Stapler 260MM, 12MM
SMG-30WR | SELC Stapler 30MM, 2.0/2.5/3.0MM, 0.88-1.5MM, White
SMG-45WR | SELC Stapler 45MM, 2.0/2.5/3.0MM, 0.88-1.5MM, White
SMG-60WR | SELC Stapler 60MM, 2.0/2.5/3.0MM, 0.88-1.5MM, White
SMG-30BR | SELC Stapler 30MM, 2.5/3.0/3.5MM, 1.0-1.8MM, Blue
SMG-45BR | SELC Stapler 45MM, 2.5/3.0/3.5MM, 1.0-1.8MM, Blue
SMG-60BR | SELC Stapler 60MM, 2.5/3.0/3.5MM, 1.0-1.8MM, Blue
SMG-45DR | SELC Stapler 45MM, 3.0/3.5/4.0MM, 1.2-2.0MM, Golden
SMG-60DR | SELC Stapler 60MM, 3.0/3.5/4.0MM, 1.2-2.0MM, Golden
CST21 | CST Stapler 1.0-2.5MM, 13.9MM, 231MM, 16, 5.1/4.6ML, Orange
CST25 | CST Stapler 1.0-2.5MM, 17.0MM, 234MM, 20, 9.0/8.2ML, White
CST29 | CST Stapler 1.0-2.5MM, 20.5MM, 234MM, 24, 12.0/10.9ML, Blue
CST33 | CST Stapler 1.0-2.5MM, 24.8MM, 234MM, 28, 14.6/13.2ML, Green
CSC29-KOL | CSC-KOL Stapler 29MM, 5.0MM, 1.0-2.5MM, 20.5MM, 24, 4CM/126CM, Orange
CSC33-KOL | CSC-KOL Stapler 33MM, 5.0MM, 1.0-2.5MM, 24.8MM, 32, 4CM/17.8CM, White
PG036SU | DISP.SUCTI./IRRIG.INSTR.5/330MM W.SPIKE
PG037SU | DISPOSABLE SUCTION/IRRIG.VALVE W.SPIKE
PG072SU | Universal irrigation tubing 4500MM
PG073SU | TUBE SET SINGLE-USE PIERCING SPIKE
PG074SU | SUCTION/IRRIGATION TUBE W/HANDLE SPIKE
PG122SU | SINGLE USE IRRIG.SET SPIKES HANDPIECE
PG132SU | SINGLE USE IRRIG.SET LUER LOCK SPIKES
PG134SU | SINGLE USE DAILY PATIENT SET LUER SPIKE
PG136 | DAILY IRRIG.SET LUER LOCK SPIKE
PG138SU | SINGLE USE Y-TUBE FOR ARTHROSCOPY
PG139 | VACUUM TUBE WITH FILTER
PG032SU | MONOP.SUCT./IRRIG.HOOK L-TYPE 5/340MM 0.0449 1
PG033SU | MONOP.SPATULA SUCT/IRRIG.ELECTR.5/340MM 0.0462 1
PG035SU | Monopolar single use suction-irrigagtion cannulas Coag type 5MM, 340MM
PG042SU | SINGLE USE SUCT.IRRIG.CANNULA 5/330MM
PG043SU | SINGLE USE SUCT.IRRIG.CANNULA 5/450MM
PG012 | CO2-TUBING DISP W/FILTER 10 UNITS
PG096SU | DISPOS.HEATING TUBE SET F/INSUFFLATION
PG019 | CO2-FILTER STER 25 UNITS
PG106 | SMOKE EVACUATION FILTER CASSETTE
PG107SU | DISPOSABLE TUBE SET F/SMOKE EVACUATION
EJ995 | INSUFFL.NEEDLE D:2.1/120MM STERILE
EJ996 | INSUFFL.NEEDLE D:2.1/150MM STERILE
EV2-000055 | SINGLE USE COVER F/3D CAMERA HEAD 0°2.0
EV2-000056 | SINGLE USE COVER F/3D CAMERA HEAD 30°2.0
PV641SU | SINGLE USE COVER FOR CAMERA HEAD 0°
PV642SU | SINGLE USE COVER FOR CAMERA HEAD 30°
JG904 | STERILE CAMERA DRAPE W/RING
JG910 | ANTIFOGGING SOLN.STERILE F.ENDOSCOPES
GK084 | DISP.NEUTRAL ELECTRODE DIVIDED F.CHILD
GK081 | DISP.NEUTRAL ELECTRODE LONG.DIV./ADULTS
GK091 | DISP.NEUTRAL ELECTRODE LONG.DIV./ADULTS
GK101 | DISP.NEUTRAL ELECTRODE LONG.DIV./ADULTS
GK107 | UNIVERSAL PATIENT ELECTRODE SPLIT
GN211 | DISPOSABLE ELECTRODE HDL.STERILE
GK165R | Single use needle electrode 70MM
GK432R | Hook electrodes 2.5MM, 120MM, 4MM
GK433R | Hook electrodes 3.5MM, 120MM, 4MM
GK434R | Hook electrodes 4.5MM, 120MM, 4MM
GK436R | Hook electrodes 2MM, 50MM, 4MM
GK435R | Ball electrode 3.5MM, 120MM, 4MM
GN236 | HF-HANDLE LG.2 BUTTON 4MM KOAX PLUG
BC324SU | SUSI SURG.SCISSORS SP/BP STR.145MM
BM235SU | SUSI MAYO-HEGAR NEEDLEHOLDER 150MM
BD222SU | SUSI ADSON DISSECT.FORCEPS W/O T.120MM
Electrosurgical Instruements | #N/A
GN160 | HF UNIT GN160
GK226 | BIPOLAR FOOT CONTROL
GN161 | FOOT CONTROL FOR GN060 AND GN160
GN090 | Electrosurgical generator console
GK226 | BIPOLAR FOOT CONTROL
TE780 | MAINS CORD 1.5M LONG
TE730 | MAINS CORD 5M LONG
TE734 | MAINS CORD 5M LONG
TE735 | UNIVERSAL ELECTRICAL USA KANADA JAPAN
TE676 | SPECIAL POWER CABLE EXTENSION 1M
TE736 | ORTHOPILOT SYSTEM POWER CORD 0.268 1
TA008205 | EQUIPOTENTIAL BONDING CONNECTOR 0.8M 0.101 1
GK534 | EQUIPOTENTIAL BONDING CONNECTOR 1.5M
GK535 | EQUIPOTENTIAL BONDING CONNECTOR LG.4 M
GK537 | EQUIPOTENTIAL BONDING CONNECTOR 5M
GN330 | EQUIPMENT TROLLEY
PV951R | WIRE BASKET F.ARGON EQUIPMENT TROLLEY
GN230 | HF-HANDLE LG.2 BUTTON 4MM 3-PIN PLUG
GN236 | HF-HANDLE LG.2 BUTTON 4MM KOAX PLUG
GN232 | HF-HANDLE 2 BUTTON 4MM 3-PIN PLUG
GN231 | HF-HANDLE 2 BUTTON 2.4MM 3-PIN PLUG
GK252Y | ELECTRODE HANDLE WITHOUT BUTTON 0.173 1
GN211 | DISPOSABLE ELECTRODE HDL.STERILE
GK110R | KNIFE ELECTRODE STR.SHORT SHAFT D:4.0MM
GK140R | KNIFE ELECTRODE STR.SHORT SHAFT D:2.4MM
GK114R | NEEDLE ELECTRODE STR SHORT SHAFTD:4MM
GK144R | NEEDLE ELECTRODESTRSHORT SHAFTD:2.4M
GK115R | WIRE LOOP ELECTRODE D:5MM SHAFT D:4MM
GK116R | WIRE LOOP ELECT.D:10MM SHAFT D:4.0MM
GK117R | BAND LOOP ELECT.D:10MM SHAFT D:4.0MM
GK118R | BAND LOOP ELECT.D:17MM SHAFT D:4.0MM
GK121R | BALL ELECT.D:4MM STR.SH.SHAFT D:4.0MM
GK174R | ELECTRODE SET W/SHAFT D:4.0MM
GK299 | WIRE BRUSHF/CLEAN COAG FCPS&ELECTRODES
GK125R | KNIFE ELECT.STR.SHAFT 100MM D:4.0MM
GK155R | KNIFE ELECT.STR.LG.SHAFT 100MM D:2.4MM
GK127R | NEEDLE ELECT.0.8X12MM STR.SHAFT D:4.0MM
GK129R | BALL ELECTRODE D:6MM STR.SHAFT D:4MM
GK131R | CONISATION LOOP 10X10MM STR.SHA.D:4.0MM
GK132R | CONIS.LOOP 20X15MM STR.SHAFT D:4.0MM
GK133R | CONIS.LOOP 20X20MM STR.SHAFT D:4.0MM
GK397R | MONOPOLAR HOOK ELECTRODE 3.5MM 200MM
GK398R | MONOPOLAR HOOK ELECTRODE 3.5MM 290MM
GK005R | 155 mm (6-inch) reusable, insulated monopolar forceps
GK007R | Dressing Forceps (Tweezers), straight, 200 mm (8"), diam. 5 mm
GK010R | Dressing Forceps (Tweezers), straight, 230 mm (9")
GK013R | Dressing Forceps (Tweezers), straight, 270 mm (10 3/4"), diam. 5 mm
GK009R | MC INDOE Dressing Forceps (Tweezers), straight, 175 mm (7")
GK016R | Monopolar forceps, Insulate 230MM, 9"
GK033R | Monopolar forceps, Insulate 350MM, 13 3/4"
GK550 | Coagulation suction cannula 5.0MM
GK083 | Single use patient plates 72cm
GK084 | DISP.NEUTRAL ELECTRODE DIVIDED F.CHILD
GK081 | DISP.NEUTRAL ELECTRODE LONG.DIV./ADULTS
GK091 | DISP.NEUTRAL ELECTRODE LONG.DIV./ADULTS
GK101 | DISP.NEUTRAL ELECTRODE LONG.DIV./ADULTS
GK107 | UNIVERSAL PATIENT ELECTRODE SPLIT
GN249 | NEUTRALELECTRODE CABLE F.DISPOS.ELECTR.
GN245 | NEUTR.ELECT.CABLE F.DISP.NEUTRAL ELECT.
GK190 | CABLE W/NON REM PLUG F.DISP.NEUTR.ELEC.
GK191 | CABLE W/REM PLUG F.DISP.NEUTRAL ELEC.
US486 | GOLDTIP BIPOLAR FCPS STR 150/50/0.25MM
US487 | GOLDTIP BIPOLAR FCPS STR 170/70/0.25MM
US493 | GOLDTIP BIPOLAR FCPS STR 190/90/0.25MM
US494 | GOLDTIP BIPOLAR FCPS STR 215/115/0.25MM
US495 | GOLDTIP BIPOLAR FCPS STR 230/125/0.25MM
US496 | GOLDTIP BIPOLAR FCPS STR 255/150/0.25MM
US403 | GOLDTIP BIPOLAR FCPS STR 150/50/0.5MM
US488 | GOLDTIP BIPOLAR FCPS STR 170/70/0.5MM
US600 | GOLDTIP BIPOLAR FCPS STR 190/90/0.5MM
US610 | GOLDTIP BIPOLAR FCPS STR 215/115/0.5MM
US615 | GOLDTIP BIPOLAR FCPS STR 230/125/0.5MM
US530 | GOLDTIP BIPOLAR FCPS STR 255/150/0.5MM
US404 | GOLDTIP BIPOLAR FCPS STR 150/50/0.7MM
US489 | GOLDTIP BIPOLAR FCPS STR 170/70/0.7MM
US601 | GOLDTIP BIPOLAR FCPS STR 190/90/0.7MM
US611 | GOLDTIP BIPOLAR FCPS STR 215/115/0.7MM
US616 | GOLDTIP BIPOLAR FCPS STR 230/125/0.7MM
US620 | GOLDTIP BIPOLAR FCPS STR 255/150/0.7MM
US405 | GOLDTIP BIPOLAR FCPS STR 150/50/1.0MM
US490 | GOLDTIP BIPOLAR FCPS STR 170/70/1.0MM
US602 | GOLDTIP BIPOLAR FCPS STR 190/90/1.0MM
US612 | GOLDTIP BIPOLAR FCPS STR 215/115/1.0MM
US617 | GOLDTIP BIPOLAR FCPS STR 230/125/1.0MM
US621 | GOLDTIP BIPOLAR FCPS STR 255/150/1.0MM
US406 | GOLDTIP BIPOLAR FCPS STR 150/50/1.5MM
US491 | GOLDTIP BIPOLAR FCPS STR 170/70/1.5MM
US603 | GOLDTIP BIPOLAR FCPS STR 190/90/1.5MM
US613 | GOLDTIP BIPOLAR FCPS STR 215/115/1.5MM
US618 | GOLDTIP BIPOLAR FCPS STR 230/125/1.5MM
US173 | GOLDTIP BIPOLAR FCPS STR 255/150/1.5MM
US407 | GOLDTIP BIPOLAR FCPS STR 150/50/2.0MM
US492 | GOLDTIP BIPOLAR FCPS STR 170/70/2.0MM
US604 | GOLDTIP BIPOLAR FCPS STR 190/90/2.0MM
US614 | GOLDTIP BIPOLAR FCPS STR 215/115/2.0MM
US619 | GOLDTIP BIPOLAR FCPS STR 230/125/2.0MM
US531 | GOLDTIP BIPOLAR FCPS STR 255/150/2.0MM
US172 | GOLDTIP BIPOLAR FCPS STR 100/0.4MM
US161 | GOLDTIP BIPOLAR FCPS STR 220/95/0.5MM
US164 | GOLDTIP BIPOLAR FCPS CVD-UP 220/95/0.5MM
US162 | GOLDTIP BIPOLAR FCPS STR 220/95/1.0MM
US171 | GOLDTIP BIPOLAR FCPS STR 125/1.0MM
US163 | GOLDTIP BIPOLAR FCPS STR 220/95/1.5MM
GK507SU | GOLDTIP DISP.BIPOLAR FCPS 190/90/0.25MM 0.0834 1
GK508SU | GOLDTIP DISP.BIPOLAR FCPS 215/115/0.25MM
GK501SU | GOLDTIP DISP.BIPOLAR FCPS 190/90/0,5MM
GK504SU | GOLDTIP DISP.BIPOLAR FCPS 215/115/0,5MM
GK509SU | GOLDTIP DISP.BIPOLAR FCPS 190/90/0.7MM
GK510SU | GOLDTIP DISP.BIPOLAR FCPS 215/115/0.7MM
GK502SU | GOLDTIP DISP.BIPOLAR FCPS 190/90/1,0MM
GK505SU | GOLDTIP DISP.BIPOLAR FCPS 215/115/1,0MM
GK503SU | GOLDTIP DISP.BIPOLAR FCPS 190/90/1,5MM
GK506SU | GOLDTIP DISP.BIPOLAR FCPS 215/115/1,5MM
GK614R | BIPOL.FORCEPS AAG FL.BAYO.F.0.7MM 160MM
GK644R | PRECIOUS METAL FORCEPS160MM 0.7MM
GK615R | BIPOL.FORCEPS AAG FL.BAYO.F.1.0MM 185MM
GK616R | BIPOL.FORCEPS AAG FL.BAYO.F.1.0MM 200MM
GK645R | PRECIOUS METAL FORCEPS 185MM 1.0MM
GK646R | PRECIOUS METAL FORCEPS 200MM 1.0MM
GK604R | BIPOL.FORCEPS AAG FL.STR.0.9MM 160MM
GK605R | BIPOL.FORCEPS AAG FL.STR.0.9MM 185MM
GK606R | BIPOL.FORCEPS AAG FL.STR.0.9MM 200MM
GK624R | BIPOL.FORCEPS AAG FL.ANGL.0.9MM 160MM
GK625R | BIPOL.FORCEPS AAG FL.ANGL.0.8MM 200MM
GL470R | BIPROTECT PARTLY INSUL.TAB CON.195/0.4MM
GL480R | BIPROTECT PARTLY INSUL.TAB CON.215/0.4MM
GL471R | BIPROTECT PARTLY INSUL.TAB CON.195/0.8MM 0.139 1
GL481R | BIPROTECT PARTLY INSUL.TAB CON.215/0.8MM
GK822R | BIPOL.FORCEPS STR.BAY.0.7MM 95MM 0.135 1
GK826R | BIPOL.FORCEPS STR.BAY.0.7MM 135MM 0.137 1
GK823R | BIPOL.FORCEPS 45°BAY.0.7MM 95MM 0.133 1
GK827R | BIPOL.FORCEPS 45°BAY.0.7MM 135MM
GK824R | BIPOL.FORCEPS STR.BAY.1.0MM 95MM
GK828R | BIPOL.FORCEPS STR.BAY.1.0MM 135MM
GK825R | BIPOL.FORCEPS 45°BAY.1.0MM 95MM
GK829R | BIPOL.FORCEPS 45°BAY.1.0MM 135MM
GK899R | BIPOLAR COAGULATION FORCEPS 165/0.2MM
GK929R | BIPOLAR COAGULATION FORCEPS 195/0.2MM
GK959R | BIPOLAR COAGULATION FORCEPS 220/0.2MM
GK900R | CASPAR BIPOLAR FORCEPS 0.5X70/165MM
GK930R | CASPAR BIPOLAR FORCEPS 0.5X100/195MM
GK960R | CASPAR BIPOLAR FORCEPS 0.5X125/220MM
GK910R | CASPAR BIPOLAR FORCEPS 1.0X70/165MM
GK940R | CASPAR BIPOLAR FORCEPS 1.0X100/195MM
GK970R | CASPAR BIPOLAR FORCEPS 1.0X125/220MM
GK920R | CASPAR BIPOLAR FORCEPS 2.0X70/165MM
GK950R | CASPAR BIPOLAR FORCEPS 2.0X125/195MM
GK980R | CASPAR BIPOLAR FORCEPS 2.0X125/220MM
GK972R | GKSPAR BIPOLAR FCPS45DG-UP1.X125/220MM
GK974R | CASPAR BIPOLAR FCP45DG-DWN1.X125/220MM
GK976R | CASPAR BIPOLAR FCP90DG-UP 1.X120/215MM
GK978R | CASPAR BIPOLAR FCP90DG-DWN1.X120/215MM
GK746R | YASARGIL BIPOLAR FORCEPS 0.4X20/140MM
GK760R | YASARGIL BIPOLAR FORCEPS 0.4MMX35/155MM
GK764R | YASARGIL BIPOLAR FORCEPS 0.4X55/175MM
GK768R | YASARGIL BIPOLAR FORCEPS 0.4X75/195MM
GK772R | YASARGIL BIPOLAR FORCEPS 0.4X95/215MM
GK788R | YASARGIL BIPOLAR FORCEPS.4MMX115/235MM
GK747R | YASARGIL BIPOLAR FORCEPS 0.7X20/140MM
GK761R | YASARGIL BIPOLAR FORCEPS 0.7X35/155MM
GK765R | YASARGIL BIPOLAR FORCEPS 0.7X55/175MM
GK769R | YASARGIL BIPOLAR FORCEPS 0.7X75/195MM
GK773R | YASARGIL BIPOLAR FORCEPS 0.7X95/215MM
GK789R | YASARGIL BIPOLAR FORCEPS 0.7X115/235MM
GK793R | YASARGIL BIPOLAR FORCEPS 0.7X135/255MM
GK748R | YASARGIL BIPOLAR FORCEPS 1.0X20/140MM
GK762R | YASARGIL BIPOLAR FORCEPS 1.0X35/155MM
GK766R | YASARGIL BIPOLAR FORCEPS 1.0X55/175MM
GK770R | YASARGIL BIPOLAR FORCEPS 1.0X75/195MM
GK774R | YASARGIL BIPOLAR FORCEPS 1.0X95/215MM
GK790R | YASARGIL BIPOLAR FORCEPS 1.0X115/235MM
GK749R | YASARGIL BIPOLAR FORCEPS 1.3X20/140MM
GK763R | YASARGIL BIPOLAR FORCEPS 1.3X35/155MM
GK767R | YASARGIL BIPOLAR FORCEPS 1.3X55/175MM
GK771R | YASARGIL BIPOLAR FORCEPS 1.3X75/195MM
GK775R | YASARGIL BIPOLAR FORCEPS 1.3X95/215MM
GK791R | YASARGIL BIPOLAR FORCEPS 1.3X115/235MM
GK780R | YASARGIL BIPOLAR FCP90DG-UP.4X95/215MM
GK777R | YASARGIL BIPOLAR FCP45DG-UP0.7X95/215MM
GK781R | YASARGIL BIPOLAR FCP90DG-UP.7X95/215MM
GK785R | YASARGIL BIPOLR FCP90DG-DWN.7X95/215MM
GK840R | BIPOLAR FRCPS W/IRRIG CHANNEL.4MM180MM
GK843R | BIPOLAR FRCP W/IRRIG CHANNEL 0.4MM205MM
GK846R | BIPOLAR FRCP W/IRRIG CHANNEL .4MM230MM
GK838R | BIPOL.FCPS.W/SANO IRRIGATION 165MM 0.7MM
GK841R | BIPOLAR FRCPS W/IRRIG CHANNEL.7MM180MM
GK844R | BIPOLAR FRCP W/IRRIG CHANNEL .7MM205MM
GK847R | BIPOLAR FRCP W/IRRIG CHANNEL.7MM230MM
GK842R | IRRIGATION FORCEPS 180MM 1.3MM TIP
GK845R | IRRIGATION FORCEPS 205MM 1.3MM TIP
GK848R | IRRIGATION FORCEPS 230MM1.3MM TIP
GK800R | BIPOLAR COAG.T FORCEPS
GK826R | BIPOL.FORCEPS STR.BAY.0.7MM 135MM
GK690R | BIPOLAR COAGULATION FORCEPS0.4MMX120MM
GK720R | BIPOLAR COAGULATION FORCEPS .6MMX160MM
GK722R | BIPOLAR COAGULATION FORCEPS .9MMX160MM
GK723R | BIPOLAR COAGULATION FCPSANG.9MMX160MM
GK730R | BIPOLAR COAGULATION FORCEPS 0.9MM200MM
GK660R | BIPOLAR COAGULATION FCPS 0.6MM 160MM
GK670R | BIPOLAR COAG.FORCEPS 0.6MM 200MM
GK675R | BIPOLAR COAGULATION FORCEPS.6MM220MM
GK677R | BIPOLAR COAGULATION FORCEPS.6MM 240MM
GK671R | BIPOLAR FORCEPS INS.BAYO.9MM 200MM
GK679R | BIPOLAR COAGULATION FORCEPS 0.9MM240MM
GK809R | BIPOLAR COAGULATION FORCEPS 125MM
GK807R | BIPOLAR COAGULATION FORCEPS 175MM
GK808R | BIPOLAR COAGULATION FORCEPS 220MM
GK700R | COAGULATION FORCEPS INSUL.160MM
GK701R | COAGULATION FCPS STR INS 160MM
GK703R | COAGUL.FORCEPS INSULATED 200MM
GK711R | BIPOLAR COAGULATION FCPSIND.9MMX160MM
GK713R | COAG.FORC.INCUL 200MMWORK.PART ANGL
GK596R | BIPOL.FORCEPS AAG FL.STR.0.3MM 145MM
GK595R | BIPOL.FORCEPS AAG FL.STR.0.6MM 120MM
GK719R | BIPOLAR COAGULATION FORCEPS1.0MMX215MM
GK881R | BIPOLAR DISS.FCPS FULL INSULATED 160MM
GK882R | BIPOLAR DISS.FCPS FULL INSULATED 200MM
GK883R | BIPOLAR DISS.FCPS FULL INSULATED 230MM
GK884R | BIPOLAR DISS.FCPS FULL INSULATED 250MM
GK885R | BIPOLAR DISS.FCPS FULL INSULATED 300MM
GK886R | BIPOL.DISS.FCPS FULL INSULATED ANG.200MM
GK685R | BIPOAR DISS FCPS BAYONET 260MM
GK891R | BIPOLAR DISS.FCPS PART INSULATED 160MM 0.112 1
GK892R | BIPOLAR DISS.FCPS PART INSULATED 200MM 0.118 1
GK893R | BIPOLAR DISS.FCPS PART INSULATED 230MM 0.141 1
GK894R | BIPOLAR DISS.FCPS PART INSULATED 250MM 0.145 1
GK895R | BIPOLAR DISS.FCPS PART INSULATED 300MM
GK896R | BIPOL.DISS.FCPS PART INSUL.ANG.200MM
BC691R | DELIC.BIPOLAR DISSECTING SCISSORS 120MM 0.181 1
BC692R | DELIC.BIPOLAR DISSECTING SCISSORS 140MM 0.184 1
BC693R | DELIC.BIPOLAR DISSECTING SCISSORS 160MM
BC694R | STEVENS BIPOLAR DISSECTING SCISS.120MM 0.181 1
BC695R | STEVENS BIPOLAR DISSECTING SCISS.140MM 0.185 1
BC696R | STEVENS BIPOLAR DISSECTING SCISS.160MM
BC697R | DELIC.BIPOLAR DISSECTING SCISSORS 180MM 0.193 1
BC698R | DELIC.BIPOLAR DISSECTING SCISSORS 230MM 0.268 1
BC699R | DELIC.BIPOLAR DISSECTING SCISSORS 280MM
BC685R | BIPOLAR DISSECTION SCISSORS 180MM 0.253 1
BC687R | BIPOLAR DISSECTION SCISSORS 230MM 0.267 1
BC689R | BIPOLAR DISSECTION SCISSORS 280MM
BC686R | BIPOLAR PREP.SCISSORS FINE TIP 180MM 0.253 1
BC688R | BIPOLAR PREP.SCISSORS FINE TIP 230MM 0.266 1
BC690R | BIPOLAR PREP.SCISSORS FINE TIP 280MM
GN081 | BIPOLAR CABLE AAG/AAG HEXAGONAL
GN082 | BIPOLAR CABLE ERBE/AAG HEXAGONAL5M
GN085 | BIPOLAR CABLE WITH FIXED PIN SPACING 5
GN145 | BIPOLAR CABLE 5M FIXED PIN 22MM BIPOJET
GN146 | BIPOLAR CABLE 5M FIXED PIN 38MM BIPOJET
JG884R | CERAMICS PROTECTOR F/FINE BIPOL.SCISSORS
BC691R | DELIC.BIPOLAR DISSECTING SCISSORS 120MM
BC696R | STEVENS BIPOLAR DISSECTING SCISS.160MM
JG885R | BIPOJET CERAMICS PROTECTOR
BC685R | BIPOLAR DISSECTION SCISSORS 180MM
BC690R | BIPOLAR PREP.SCISSORS FINE TIP 280MM
BH686R | Bipolar clamps
BH689R | Bipolar clamps
GK890P | TIP PROTECTOR F.BIPOLAR DISS.FCPS
GK881R | BIPOLAR DISS.FCPS FULL INSULATED 160MM
GK886R | BIPOL.DISS.FCPS FULL INSULATED ANG.200MM
GN130 | BIPOLAR CABLE 5/2MM
GN130 | BIPOLAR CABLE 5/2MM
GN130 | BIPOLAR CABLE 5/2MM
GN076 | BIPOLAR CABLE 4M LENGTH 0.133 1
GN075 | 2-WIRE CABLE F/GK560 & GK580 0.079 1
GN081 | BIPOLAR CABLE AAG/AAG HEXAGONAL
GN131 | BIPOLAR CABLE 8/4MM
GN131 | BIPOLAR CABLE 8/4MM
GN131 | BIPOLAR CABLE 8/4MM
GK185 | BIPOL.CABLE ERBE EURO FLAT PLUG
GN082 | BIPOLAR CABLE ERBE/AAG HEXAGONAL5M
GN082 | BIPOLAR CABLE ERBE/AAG HEXAGONAL5M
GN132 | BIPOLAR CABLE 22MM
GK290SU | DISPOSABLE BIPOL.CORD FIXED PINS 22MM
GN132 | BIPOLAR CABLE 22MM
GN132 | BIPOLAR CABLE 22MM
GK290SU | DISPOSABLE BIPOL.CORD FIXED PINS 22MM
GN226 | BIPOLAR ADAPTER PIN 22MM DOLLEY EMC
GK194 | BIPOL.CABLE VALLEYLAB/EURONORM 0.142 1
GN226 | BIPOLAR ADAPTER PIN 22MM DOLLEY EMC
GK195 | 4 m length, suitable for units like: Aesculap, BOWA, EMC, Lamidey, Söring, Valleylab
GN145 | BIPOLAR CABLE 5M FIXED PIN 22MM BIPOJET
GN145 | BIPOLAR CABLE 5M FIXED PIN 22MM BIPOJET
GN300 | Electrosurgical Unit (ESU)
GN228 | BIPOLAR ADAPTER PIN GN300
GN133 | BIPOLAR CABLE 28.6MM
GN228 | BIPOLAR ADAPTER PIN GN300
GK291SU | DISPOSABLE BIPOL.CORD FIXED PINS 28.6MM
GN228 | BIPOLAR ADAPTER PIN GN300
GN133 | BIPOLAR CABLE 28.6MM
GN228 | BIPOLAR ADAPTER PIN GN300
GN133 | BIPOLAR CABLE 28.6MM
GN228 | BIPOLAR ADAPTER PIN GN300
GK291SU | DISPOSABLE BIPOL.CORD FIXED PINS 28.6MM
GN228 | BIPOLAR ADAPTER PIN GN300
GK194 | BIPOL.CABLE VALLEYLAB/EURONORM
GN228 | BIPOLAR ADAPTER PIN GN300
GN228 | BIPOLAR ADAPTER PIN GN300
GN085 | BIPOLAR CABLE WITH FIXED PIN SPACING 5
GN640 | Nelson® Deluxe Electrosurgical Unit (ESU)
GN160 | HF UNIT GN160
GN060 | Bipolar Coagulation Unit
GN133 | BIPOLAR CABLE 28.6MM
GK291SU | DISPOSABLE BIPOL.CORD FIXED PINS 28.6MM
GN133 | BIPOLAR CABLE 28.6MM
GK331 | Reusable Bipolar Connecting Cable 4M, 28.6 mm round fixed pin
GN133 | BIPOLAR CABLE 28.6MM
GK291SU | DISPOSABLE BIPOL.CORD FIXED PINS 28.6MM
GK194 | BIPOL.CABLE VALLEYLAB/EURONORM
GN085 | BIPOLAR CABLE WITH FIXED PIN SPACING 5
GN219 | BIPOLAR ADAPTER PIN 28.6MM CONMED
GN133 | BIPOLAR CABLE 28.6MM
GN219 | BIPOLAR ADAPTER PIN 28.6MM CONMED
GK291SU | DISPOSABLE BIPOL.CORD FIXED PINS 28.6MM
GN219 | BIPOLAR ADAPTER PIN 28.6MM CONMED
GN133 | Reusable Bipolar Connecting Cable 4M, 28.6 mm round fixed pin
GN219 | BIPOLAR ADAPTER PIN 28.6MM CONMED
GN133 | BIPOLAR CABLE 28.6MM
GN130 | BIPOLAR CABLE 5/2MM
GN076 | BIPOLAR CABLE 4M LENGTH
GN075 | 2-WIRE CABLE F/GK560 & GK580
GN081 | BIPOLAR CABLE AAG/AAG HEXAGONAL
GN131 | BIPOLAR CABLE 8/4MM
GN131 | BIPOLAR CABLE 8/4MM
GN131 | BIPOLAR CABLE 8/4MM
GK185 | BIPOL.CABLE ERBE EURO FLAT PLUG
GN082 | BIPOLAR CABLE ERBE/AAG HEXAGONAL5M
GN082 | BIPOLAR CABLE ERBE/AAG HEXAGONAL5M
GN132 | BIPOLAR CABLE 22MM
GK290SU | DISPOSABLE BIPOL.CORD FIXED PINS 22MM
GN132 | BIPOLAR CABLE 22MM
GN132 | BIPOLAR CABLE 22MM
GK290SU | DISPOSABLE BIPOL.CORD FIXED PINS 22MM
GN226 | BIPOLAR ADAPTER PIN 22MM DOLLEY EMC
GK194 | BIPOL.CABLE VALLEYLAB/EURONORM
GN226 | BIPOLAR ADAPTER PIN 22MM DOLLEY EMC
GN145 | BIPOLAR CABLE 5M FIXED PIN 22MM BIPOJET
GN228 | BIPOLAR ADAPTER PIN GN300
GN133 | BIPOLAR CABLE 28.6MM
GN228 | BIPOLAR ADAPTER PIN GN300
GK291SU | DISPOSABLE BIPOL.CORD FIXED PINS 28.6MM
GN228 | BIPOLAR ADAPTER PIN GN300
GN228 | BIPOLAR ADAPTER PIN GN300
GN133 | BIPOLAR CABLE 28.6MM
GN228 | BIPOLAR ADAPTER PIN GN300
GK291SU | Single-Use (Disposable) Bipolar Connecting Cable 3.7M
GN228 | Bipolar Adapter 25MM BIPOLAR OUTPUT
GN085 | BIPOLAR CABLE WITH FIXED PIN SPACING 5
GN160 | Bipolar microprocessor-controlled electrosurgical unit
GK291SU | DISPOSABLE BIPOL.CORD FIXED PINS 28.6MM
GN085 | BIPOLAR CABLE WITH FIXED PIN SPACING 5
GN219 | Bipolar Adapter (28.6 mm to CONMED 32 mm)
GN133 | BIPOLAR CABLE 28.6MM
GN219 | BIPOLAR ADAPTER PIN 28.6MM CONMED
GK291SU | DISPOSABLE BIPOL.CORD FIXED PINS 28.6MM
GN219 | BIPOLAR ADAPTER PIN 28.6MM CONMED
GN219 | BIPOLAR ADAPTER PIN 28.6MM CONMED
GN133 | BIPOLAR CABLE 28.6MM
GN219 | BIPOLAR ADAPTER PIN 28.6MM CONMED
GK291SU | DISPOSABLE BIPOL.CORD FIXED PINS 28.6MM
GN219 | BIPOLAR ADAPTER PIN 28.6MM CONMED
GN219 | BIPOLAR ADAPTER PIN 28.6MM CONMED
GN219 | BIPOLAR ADAPTER PIN 28.6MM CONMED
GN085 | BIPOLAR CABLE WITH FIXED PIN SPACING 5
GN134 | BIPOLAR CABLE 38MM
GK292SU | DISPOSABLE BIPOL.CORD FIXED PINS 38MM
GN134 | BIPOLAR CABLE 38MM
GN134 | BIPOLAR CABLE 38MM
GK292SU | DISPOSABLE BIPOL.CORD FIXED PINS 38MM
GN224 | BIPOLAR ADAPTER PIN 28.6MM CODMAN
GN224 | Adapter
GN085 | BIPOLAR CABLE WITH FIXED PIN SPACING 5
GN146 | BipoJet® Bipolar Connecting Cable
GK050 | Aesculap bipolar electrosurgical generator (HF unit)
GK051 | bipolar electrosurgical generator (HF generator)
GK328 | reusable bipolar connecting cable
GK329 | 4 m length, suitable for units like: Aesculap GK050, GK051
GK217 | ELECTRODE CABLE 3.5 M
GN134 | BIPOLAR CABLE 38MM
GK292SU | DISPOSABLE BIPOL.CORD FIXED PINS 38MM
GK194 | 4 m length, suitable for units like: Aesculap, BOWA, EMC, Lamidey, Söring, Valleylab
GN224 | BIPOLAR ADAPTER PIN 28.6MM CODMAN
GN085 | BIPOLAR CABLE WITH FIXED PIN SPACING 5
GN146 | BIPOLAR CABLE 5M FIXED PIN 38MM BIPOJET
GN202 | MONOPOLAR HF CABLE 3.5M LONG
GN204 | MONOP.CABLE 3.5M 5MM JACK
GK239 | CONNECT.CABLE ERBE ICC 5MM PLUG 4MM JACK
GK245 | MONOPOLAR CABLE 4MM 3.5 METERS
GK246 | MONOPOLAR CABLE W/LG.PIN 12FEET
GK181 | MONOP.CABLE8MM VALLEYLAB 5MM JACK
GK436R | 2MM Single use mini hook electrode for small joints
GK432R | 2.5MM Single use hook electrode for arthroscopic operations
GK433R | 3.5MM Single use hook electrode for arthroscopic operations
GK434R | 4.5MM Single use hook electrode for arthroscopic operations
GK435R | Single-use ball electrodes for arthroscopic operations
GK362R | MINOP MONOPOLAR HOOK ELECTRODE 90DG
GK364R | MINOP MONOPOLAR HOOK ELECTRODE 45DG
GK365R | MINOP MONOPOLAR HOOK ELECTRODE 70DG
GK366R | MINOP MONOPOLAR HOOK ELECTRODE 180DG
GK361R | PAEDISCOPE MONOPOLAR BLUNT ELECTRODE
GK363R | PAEDISCOPE MONOPOLAR NEEDLE ELECTRODE
GK360R | MINOP BIPOLAR FORK ELECTRODE STR
FF380R | Storage rack for ventriculoscopic electrodes
JG908SU | 15CM, 250CM, closed sterile camera drape
GK469R | CLEANING BRUSH 5MM DIA 6/PKG
PO342810 | PUSHING ROD 290 MM
PO362810 | PUSHING ROD 200 MM
PL960R | MIS STORAGE RACK WITH BASKET
JK444 | BOTTOM FOR 1/1 CONTAINER HEIGHT:187MM
JK485 | FULL-SIZE LID W/RETENTION PLATE RED
MIT Trocar | #N/A
EJ701R | CANNULA COMPLETE W/O TROCAR 5.5MM110MM
EJ751R | CANNULA COMPLETE W/O TROCAR D:10MM 110MM
EJ580R | TROCAR COMPL.D:13MM 110MM
EJ700R | TROCAR BODY 5.5MM
EJ710R | TROCAR BODY MANUAL OPENING 5.5MM
EJ702R | CANNULA SHAFT SMOOTH 5.5MM 60MM
EJ712R | CANNULA SHAFT SMOOTH 5.5MM 110MM
EJ722R | CANNULA SHAFT SMOOTH 5.5MM 150MM
EJ703R | CANNULA SHAFT THRDED 5.5MM 60MM
EK015R | TROCAR SLEEVE 5/110MM SMOOTH W/O TAP
EJ704P | TROCAR SHFT PLASTIC W/THRD 5.5MM 60MM
EJ714P | TROCAR SHAFT PLASTIC W/THREAD 55MM110MM
EJ705R | TROCAR TRI-TIP 5.5MM 60MM
EJ715R | TROCAR TRI-TIP 5.5MM 110MM
EJ725R | TROCAR TRI-TIP 5.5MM 150MM
EJ706R | TROCAR TAPERED-TIP 5.5MM 60MM
EJ716R | TROCAR TAPERED-TIP 5.5MM 110MM
EJ718R | BLUNT CONICAL OBTURATOR 5.5MM110MM LGTH
EJ720R | BLUNT CONICAL OBTURATOR D:5.5/150MM
EJ750R | TROCAR BODY 10MM
EJ760R | TROCAR BODY MANUAL OPENING W/INSUL.10MM
EJ752R | CANNULA SHAFT SMOOTH 10MM 110MM
EJ762R | CANNULA SHAFT SMOOTH 10MM 150MM
EJ753R | CANNULA SHAFT THRDED 10MM 110MM
EJ754P | TROCAR SHAFT PLAS.W/THREAD 10/110MM LG.
EJ764P | TROCAR SHAFT PLAST.D:10MM 150MM LG.
EJ775R | OBTURATOR Triangular 110mm
EJ765R | TROCAR TRI-TIP 10MM 150MM
EJ756R | TROCAR TAPERED-TIP 10MM 110MM
EJ766R | TROCAR TAPERED-TIP 10MM 150MM
EJ558R | BLUNT CONICAL OBTURATOR D:10/110MM
EJ568R | BLUNT CONICAL OBTURATOR D:10/150MM
EJ581R | TROCAR BODY ALONE D:13MM
EJ582R | CANNULA D:13MM 110MM SMOOTH
EJ583R | CANNULA D:13MM 110MM SMOOTH W.STOPCOCK
EJ584R | CANNULA D:13MM 110MM THREADED
EJ585R | CANNULA D:13MM 110MM THRDED W.STOPCOCK
EJ586R | TRIANGULAR OBTURATOR D:13MM 110MM
EJ587R | CONICAL OBTURATOR SHARP D:13MM 110MM
EJ588R | CONICAL OBTURATOR BLUNT D:13MM 110MM
EJ800R | MODULAR FLEXIBLE TROCAR COMPLETE 7.0MM
EJ590R | FLEX.LAP.-TROCAR COMPL.D:13MM 100MM
EJ806P | FLEXIBLE CANNULA 7MM 100MM LENGTH
EJ826P | FLEXIBLE CANNULA 12.5MM 100MM LENGTH
EJ830R | ENDOSCOPY TROCAR CPL.D:7.0MM 75MM
EJ595R | FLEX.THORAC.TROCAR COMPL.D:13MM 75MM
EJ804P | FLEXIBLE CANNULA 7MM 75MM LENGTH
EJ824P | FLEXIBLE CANNULA 12.5MM 75MM LENGTH
EJ441R | HASSON TROCAR COMPLETE10MM 100MM
EJ750R | TROCAR BODY 10MM
EJ430R | TROCAR SLEEVE CONE ATTACHMENT 10MM
EJ432R | CANNULA SHAFT F/HASSON TROCAR 10MM90MM
EJ433R | HASSON OBTURATORBLUNTFOR EJ441R D:10MM
EJ871R | TROCAR BODY F.EJ870P INCL.OBTURATOR
EJ872R | TROCAR BODY ONLY W/O OBTURAT.F.EJ870P
EJ873R | OBTURATOR ONLY F.EJ870P
EJ870P | BALLOON F.EXTRAPERITONEAL DISTENSION
SK271C | Stopcock for trocar body
BV941R | GALLBLADDER EXTRACTOR 3 BLADE 55MM
EJ475 | TROCAR W/TRUMPET VALVE 20MM 110MM LONG
EJ475811 | OBTURATOR, TRIANGLE TIP
EJ475812 | OBTURATOR, TAPER TIP
EJ477R | DILATION SET 5.5-10MM
EJ480R | DILATION SET 10MM TO 20MM
EJ482R | Sealing caps 10MM TO 15MM
EJ477250 | OBTURATOR, TAPER TIP
EJ480250 | SEALING CAP W. PERF.
EJ021200 | BLINDING-CAP Ø 8 MM
PL162R | FASCIAL PORT-CLOSURE INSTRUMENT
PL163R | SHAFT WITH JAW INSERT FOR PL162R
Urology | #N/A
PG003 | VERESS INSUFFLATION NEEDLE 100MM
PG008 | VERESS INSUFFLATION NEEDLE 120MM
PG011 | VERESS INSUFFLATION NEEDLE 150MM
EJ995 | INSUFFL.NEEDLE D:2.1/120MM STERILE
EJ996 | INSUFFL.NEEDLE D:2.1/150MM STERILE
EJ570P | FLAP VALVE F/2.55.57MM TROCARS
EJ571P | FLAP VALVE F/1012.5&15MM TROC
EJ572P | FLAP VALVE FOR TROCARS W/D:13MM
EJ700251 | TROCAR RING W/INSUFFF/2.55.57MM TROC
EJ750251 | MOD TROC INSUF RING W/LUER F/EJ751/EJ771
EJ651R | RING WITH INSUFFL.STOPCOCK D:5.5MM
EJ650R | RING WITH INSUFFL.STOPCOCK D:10MM
EJ700250 | TROCAR RING W/O INSUFFF/2.55.57MM TC
EJ750250 | MOD INSUF RINGW/O LUERF/EJ751R EJ771
EJ751251 | SEALING CAP F/MOD TROCAR W/LUER
EJ702250 | PLASTIC RING (RED) F/5MM MODULAR TROCAR
EJ752250 | PLASTIC RING(GRN)F/10MM MOD TROCAR
EJ772250 | CODE RING (BLACK)
EJ644P | COLOUR CODE RING FOR TROCAR D:13MM
PL650R | LOOP APPLIER 4.4MM IN - 5MM OUT
PL650250 | SEALING CAP F/PL650
EJ601R | REDUCING SLEEVE D:10.5 TO 5.5MM
EJ601250 | SEALING CAP W/PERF F/EJ601R
EJ602R | REDUCING SLEEVE D:13MM TO 5.5MM
EJ602203 | BLINDING-CAP WITH PERFORATION YELLOW
EJ604R | REDUCING SLEEVE D:13MM TO 10MM
EJ645P | SEAL.CAP F.REDUCING SLEEVE 13 TO 10MM
EJ614R | REDUCING SLEEVE D:20.0 TO 10.0MM
EJ624P | SEAL.CAP F.REDUCING SLEEVE 20 TO 10MM
EJ446255 | SEALING CAP 5.5MM FOR EJ446
EJ449255 | SEALING CAP10MM USE WITH EJ751R & EJ750R
EJ450255 | SEALING CAP 12.5MM FOR EJ450
EJ643P | SEALING CAP FOR TROCAR D:13MM
EJ640P | REDUCING CAP F/MOD TROCARS10-5MM
EJ641P | REDUCING CAP 12.5-10.5MM
EJ642P | REDUCING CAP 13/10/5.5MM
Sovereign | #N/A
PL230R | Atraumatic grasping forceps 5MM 360MM
PL231R | Atraumatic grasping forceps 5MM 420MM
PL232R | Atraumatic grasping forceps, rotatable 5 mm 360 mm
PL233R | Atraumatic grasping forceps, rotatable 5 mm 420 mm
PL234R | Retraction grasping forceps 5mm 360mm
PL235R | Retraction grasping forceps, rotatable 5mm 360mm
EJ751/251 | Sealing cap Luer-Lock

## Master Instruments
Caimen
PL718SU* / PL738SU** | Caiman® 5, non articulating jaw 5MM , 24CM
PL720SU* / PL740SU** | Caiman® 5, non articulating jaw 5MM , 36CM
PL722SU* / PL742SU** | Caiman® 5, non articulating jaw 5MM , 44CM
PL754SU* / PL774SU** | Caiman® 5, non articulating Maryland jaw 5MM ,12.5CM
PL755SU* / PL775SU** | Caiman® 5, non articulating Maryland jaw 5MM ,17CM
PL750SU* / PL770SU** | Caiman® 5, non articulating Maryland jaw 5MM ,36CM
PL752SU* / PL772SU** | Caiman® 5, non articulating Maryland jaw 5MM ,44CM
PL719SU* / PL739SU** | Caiman® 5, articulating jaw 5MM, 24CM
PL721SU* / PL741SU** | Caiman® 5, articulating jaw 5MM, 36CM
PL723SU* / PL743SU** | Caiman® 5, articulating jaw 5MM, 44CM
PL751SU* / PL771SU** | Caiman® 5, articulating Maryland jaw 5MM, 36CM
PL753SU* / PL773SU** | Caiman® 5, articulating Maryland jaw 5MM, 44CM
PL730SU | CAIMAN DISP.INSTR.ARTICULAT.D:12/240MM
PL731SU | CAIMAN DISP.INSTR.ARTICULAT.D:12/440MM
GN200 | LEKTRAFUSE HF GENERATOR BIPOLAR
TE780/TE730 | Mains cable, grounding-type European plug, 1.5 m / 5 m
TE734 | MAINS CORD 5M LONG
TE735 | UNIVERSAL ELECTRICAL USA KANADA JAPAN
GN201 | FOOT SWITCH FOR GN200
Internal Organ Retractor
PL593R | ATR.CLIP TRIANGULAR 5.0N
PL594R | ATR.CLIP STR.9.5MM 3.43N
PL595SU | SILICONE RING WITH NEEDLE
PL530R | CLIP APPLIER/REMOVER ANGLE D:12.5/350MM
PL531R | CLIP APPLIER/REMOVER D:12.5/350MM
PL407R* | DUROGRIP NEEDLE HOLDER STR.D:5/310MM
PL408R* | NEEDLE HOLDER LEFT CURVED 5MM 310MM
Instruments
GK239 | CONNECT.CABLE ERBE ICC 5MM PLUG 4MM JACK
GK245 | MONOPOLAR CABLE 4MM 3.5 METERS
GK246 | MONOPOLAR CABLE W/LG.PIN 12FEET
GN202 | MONOPOLAR HF CABLE 3.5M LONG
PM171R | SATINSKY ATRA.CLAMP SHORT 5MM310MM
PM173R | CRAFOORD VASC.CLAMP SHORT 5MM310MM
PM175R | DE'BAKEY CLAMP CURVED 5MM 310MM
PM176R | DE'BAKEY CLAMP S SHAPE 5MM 310MM
PM177R | SATINSKY ATRA.CLAMP LONG 5MM 310MM
PM178R | CRAFOORD VASC.CLAMP LONG 5MM310MM
PM604R | JAW INS.TC METZ SCISS.LFT-CVD 10MM310MM
PM609R | JAW INS.ATR.PARENCHYMA FCPS 5MM/310MM
PM612R | JAW INS.DUVAL ATR.FORC.D:10/370MM
PM614R | JAW INS.DISSECTING FORCEPS MOD 5MM 310MM
PM616R | JAW INS.SATINSKY ATR.CLAMP D:5/310MM
PM618R | JAW INS.DORSEY GRASP FCPS 5MM 370MM
PM621R | JAW INS.AGGRESSIVE GRASP FCPS 10MM310MM
PM630R | JAW INS.MICRO-SCISSORS MOD 5MM 220MM
PM635R | JAW INS.BIOPSY FORCEPS MOD 5MM 220MM
PM637R | JAW INS.PERIT.SCISS.TOOTHED D:5/310MM
PM640R | JAW INS.ORGAN FIX.FRCP BABCOCK D:5/310MM
PM643R | JAW INS.BIOPSY FORCEPS D:5/310MM CURVED
PM647R | JAW INS.GRASPING & DISS.FCPS D:5/310MM
PM649R | JAW INS.GRASPING FCPS 1X2 TEETH 5/310MM
PM651R | JAW INS.DE'BAKEY ATR.CLAMP D:10/370MM
PM653R | JAW INS.FRANGENHEIM BIOP.FORCEPS 5/310MM
PM657R | JAW INS.ATR.DE'BAKEY CLAMP5/310MM
PM658R | JAW INS.INTEST.FCPS.ATR.TEETH 5/310MM
PM670R | JAW INS.ALLIS ATR.GRASPING FCPS 5/310MM
PM671R | JAW INS.LINDER ATR.GRASPING FCPS 5/310MM
PM679R | JAW INS.PENNINGTON GRASP.FCPS 10/370MM
PM681R | JAW INS.ORGAN GRASP.FORCEPS D:10/310MM
PM687R | JAW INS.LUNG GRASP.FCPS.D:5/310MM
PM688R | JAW INS.LYMPH NODE GRASP.FCPS.D:10/310MM
PM689R | JAW INS.DE'BAKEY ATR.GRASP.FCPS 5/310MM
PM690R | JAW INS.SATINSKY ATR.CLAMP D:5/220MM
PM693R | JAW INS.DE'BAKEY ART.GRASP.FORC.5/220MM
PM696R | JAW INS.ENDO-LUNG FIX.FORC.D:5/220MM
PM697R | JAW INS.METZ SCISS.INSUL TO TIP 5/310MM
PM698R | JAW INS.MINI-METZ SCISS.INSUL.5MM 310MM
PM699R | JAW INS.MARYLAND DISS.INSUL 5MM 310MM
PM700R | JAW INS.OVERHOLT DISS.60 DEGR.10/310MM
PM701R | JAW INS.OVERHOLT DISS.CLAMP D:10/370MM
PM710R | JAW INS.MINI METZENBAUM SCISSOR 5MM310MM
PM711R | JAW INS.SATINSKY ATR.CLAMP SHORT 5/310MM
PM712R | JAW INS.DE'BAKEY CLAMP 50MM 10MM220MM
PM713R | JAW INS.CRAFOORD CLAMP SHORT 5MM310MM
PM719R | JAW INS.CRAFOORD VASC.CLAMP LONG 5/310MM
PM940R | INNER TUBE CURVED WITH FLEXIBLE PULL ROD
PM953R | AXIAL HANDLE ONLY
PM954R | AXIAL RING HANDLE ONLY RATCHET
PM957R | AXIAL RIING HANDLE ONLY RATCHET/LOCK
PM970R | INSULATED OUTER TUBE 5MM 220MM
PM971R | OUTER TUBE 5/10MM F.INSTR.220MM LG.
PM973R | INSULATED OUTER TUBE 5/5MM 310MM
PM974R | INSULATED OUTER TUBE 10/10MM 310MM
PM975R | INSULATED OUTER CONVERTER TB5/10MM310MM
PM976R | INSULATED OUTER TUBE 5/5MM 370MM
PM977R | INSULATED OUTER TUBE 10/10MM 370MM
PM978R | INSULATED OUTER CONVERTER TB5/10MM370MM
PM981R | INSULATED OUTER TUBE 5/5MM 420MM
PM982R | INSULATED OUTER TUBE 10/10MM 420MM
PM983P | OUTER TUBE 5/5MM F.INST.310 L.FLEX.
PM986P | INSULATED OUTER TUBE 3.5/3.5MM 290MM
PM987P | INSULATED OUTER TUBE 3.5/3.5MM 200MM
PM992R | INSULATED OUTER TUBE 10/10MM 220MM
PO001R | HOOK SCISSORS 5MM 310MM
PO002R | PERIT.SCISSORS SERR 5MM 310MM
PO003R | MICRO-DISSECTOR SCISS 5MM 310MM
PO004R | METZENBAUM SCISSORS 5MM 310MM
PO006R | PERIT.SCISS SERR 5MM 310MM
PO011R | MINI-METZENBAUM SCISS L-CVD 5MM 310MM
PO014R | VASC.SCISSORS POTTS-DEMARTELL 10/310MM
PO022R | SCISSORS W/KNOT PUSHER 5MM 310MM
PO023R | MINI METZENBAUM SCISSOR D:5/220MM
PO025R | HOOK SCISSORS 5MM 420MM
PO027R | METZENBAUM SCISS SERR 5MM 420MM
PO028R | MINI-METZENBAUM SCISS L-CVD 5MM 420MM
PO030R | METZENBAUM SCISSORS MEDIUM D:5/310MM
PO090R | NOIR METZENBAUM SCISSORS D:5/310MM
PO091R | NOIR MINI-METZENBAUM SCISSORS D:5/310MM
PO100R | FINE-TIP DISSECTOR 5MM 310MM
PO101R | ATR.DISSECTING FCPS 5MM 310MM
PO102R | MARYLAND DISSECTOR 5MM 310MM
PO103R | OVERHOLT DISS 90-DEG 10MM 310MM
PO104R | ALLIS GRSP FCPS 5MM 310MM
PO105R | HEYWOOD-SMITH TISSUE FORCEPS 10MM 310MM
PO107R | AGGRESIVE GRASPERS 5MM 310MM
PO109R | ALLIGATOR FORCEPS 5MM 310MM
PO111R | NELSON GRASPING FCPS 6X7 TEETH 5 310MM
PO112R | DORSEY GRSP FCPS 5MM 310MM
PO113R | BABCOCK GRASPER 5MM 310MM
PO114R | BABCOCK GRASPER 10MM 310MM
PO117R | CLAW GRASPER 10MM 310MM
PO118R | DE'BAKEY ATR.FCPS 10MM 370MM
PO127R | UNIVERSAL FIX.FORCEPS D:5/310MM
PO128R | CLINCHING GRASPER FENEST 5MM 310MM
PO129R | TUBAL FIXATION FCPS 5MM 310MM
PO130R | ATR.GRASPING FCPS 5MM 310MM
PO132R | GRASPING FCPS.2X4T.D:5/310MM
PO134R | GRASP.FCPS FINETOOTH 5MM 310MM
PO137R | DE'BAKEY ATR.CLAMP 5MM 420MM
PO141R | LAP DISSECTOR 60-DEG 10MM 310MM
PO147R | FIXATION FORCEPS 5MM 310MM
PO149R | FIXATION FCPS FEN.5MM 310MM
PO151R | DUCK BILL DISS FCPS 5MM 310MM
PO152R | ENDO VASC.CLAMP CRAWFORD D:5/370MM
PO185R | UNIVERSAL FIX.FORCEPS D:5/310MM
PO186R | COMBINATION GRASPING FORCEPS 5/310MM
PO187R | RIGHT-ANGLE DISSECTOR 5MM 310MM
PO188R | ORGAN GRASP.FORCEPS D:10/310MM
PO189R | GRASPING & DISS.FORCEPS D:5/310MM
PO190R | BULLET NOSE GRASPER 5MM 310MM
PO191R | UNIVERSAL GRASPER 5MM 310MM
PO194R | LYMPH NODE GRASP.FCPS.D:5/220MM
PO195R | MARYLAND FORCEPS D:5/310MM FENEST.JAW
PO196R | BABCOCK DBL ACTION 10MM 370MM
PO197R | INTEST.FORCPS&CLAMPJAW 90MMD:10/370MM
PO199R | ATR.DISS FCPS 5MM 420MM
PO200R | TUBAL FIXATION FCPS 5MM 420MM
PO201R | GRASPING FCPS.2X4T.D:5/420MM
PO202R | MARYLAND DISS FCPS 5MM 420MM
PO203R | BULLET NOSE GRASPER 5MM 420MM
PO204R | DORSEY GRSP FCPS 5MM 420MM
PO205R | BABCOCK GRSP FCPS 10MM 420MM
PO206R | FIX.FCPS FEN SERR 5MM 310MM
PO207R | OVAL GRASPER 5MM 420MM
PO208R | CURVED GRASPER 5MM 420MM
PO209R | BABCOCK DBL ACTION 5MM 420MM
PO210R | OVAL GRASPER 5MM 310MM
PO211R | CURVED GRASPER 5MM 310MM
PO212R | BABCOCK DBL ACTION 5MM 310MM
PO213R | CRILE DISSECTING FCPS CVD 5MM 370MM
PO214R | DUCK BILL BLUNT GRASPER 5MM 370MM
PO215R | GLASSMAN CLAMP FCPS 60 JAW 10MM 310MM
PO216R | BOWEL GRASPER FEN.20MM JAW 5MM 310MM
PO217R | BOWEL GRASPER FEN.20MM JAW 5MM 420MM
PO218R | CRILE DISSECTING FCPS CVD 5MM 310MM
PO219R | OVERHOLT 90°FINE TIP D:10/370MM
PO220R | OVERHOLT 60°FINE TIP D:10/370MM
PO221R | UNIVERSAL GRASPER D:5/310MM
PO222R | SHORT FEN.UNIVERSAL GRASPER D:5/310MM
PO223R | SHORT FEN.UNIVERSAL GRASPER D:5/420MM
PO224R | TENACULUM FORCEPS D:5/310MM
PO225R | TENACULUM FORCEPS D:10/310MM
PO228R | SIMON RENAL POLE CLAMP 100MM D:10/310MM
PO229R | CLINCHING GRASPER FENEST.5MM 420MM
PO230R | UNIVERSAL GRASPER D:5/420MM
PO231R | MIXTER RIGHT-ANGLE DISSECTOR D:5/310MM
PO232R | UNIVERSAL FIXATION FORCEPS FEN.D:5/310MM
PO233R | ATR.UNI.FIX.FORCEPS W/GROOVES D:5/310MM
PO234R | ATR.UNI.FIX.FORCEPS W/GROOVES D:5/420MM
PO235R | ATR.UNI.FIX FORCEPS W/GROOVES D:5/310MM
PO236R | ATR.UNI.FIX FORCEPS W/GROOVES D:5/420MM
PO237R | MARYLAND DISS.W/CROSS TEETHING D:5/310MM
PO238R | MARYLAND DISS.W/CROSS TEETHING D:5/420MM
PO300R | METZENBAUM SCISSORS 3.5MM 290MM
PO301R | HOOK SCISSORS 3.5MM 290MM
PO302R | MARYLAND DISSECTOR 3.5MM 290MM
PO303R | DISSECTOR STR.3.5MM 290MM
PO304R | PYLORUS SPREADER 3.5MM 290MM
PO305R | DORSEY GRASPING FORCEPS 3.5MM 290MM
PO306R | CLINCHING GRASPER FENEST.3.5MM 290MM
PO307R | BABCOCK DBL ACTION 3.5MM 290MM
PO308R | BIOPSY FORCEPS 3.5MM 290MM
PO309R | UNIVERSAL GRASPING FORCEPS D:3.5/290MM
PO320R | METZENBAUM SCISSORS 3.5MM 200MM
PO321R | HOOK SCISSORS 3.5MM 200MM
PO322R | MARYLAND DISSECTOR 3.5MM 200MM
PO323R | DISSECTOR STR.3.5MM 200MM
PO324R | PYLORUS SPREADER 3.5MM 200MM
PO325R | DORSEY GRASPING FORCEPS 3.5MM 200MM
PO326R | CLINCHING GRASPER FENEST 3.5MM 200MM
PO327R | BABCOCK DBL ACTION 3.5MM 200MM
PO328R | BIOPSY FORCEPS 3.5MM 200MM
PO329R | UNIVERSAL GRASPING FORCEPS D:3.5/200MM
PO340R | JAW INS.METZENBAUM SCISSORS 3.5MM 290MM
PO341R | JAW INS.HOOK SCISSORS 3.5MM 290MM
PO342R | JAW INS.MARYLAND DISSECTOR 3.5MM 290MM
PO343R | JAW INS.DISSECTOR STR.3.5MM 290MM
PO344R | JAW INS.PYLORUS SPREADER 3.5MM 290MM
PO345R | JAW INS.DORSEY GRSP FCPS 3.5MM 290MM
PO346R | JAW INS.CLINCHING GRSP FEN.3.5MM 290MM
PO347R | JAW INS.BABCOCK DBL ACTION 3.5MM 290MM
PO348R | JAW INS.BIOPSY FORCEPS 3.5MM 290MM
PO349R | JAW INS.UNI.GRASPING FORCEPS D:3.5/290MM
PO360R | JAW INS.METZENBAUM SCISSORS 3.5MM 200MM
PO361R | JAW INS.HOOK SCISSORS 3.5MM 200MM
PO362R | JAW INS.MARYLAND DISSECTOR 3.5MM 200MM
PO363R | JAW INS.DISSECTOR STR.3.5MM 200MM
PO364R | JAW INS.PYLORUS SPREADER 3.5MM 200MM
PO365R | JAW INS.DORSEY GRSP FCPS 3.5MM 200MM
PO366R | JAW INS.CLINCHING GRSP FEN.3.5MM 200MM
PO367R | JAW INS.BABCOCK DBL ACTION 3.5MM 200MM
PO368R | JAW INS.BIOPSY FORCEPS 3.5MM 200MM
PO369R | JAW INS.UNI.GRASPING FORCEPS D:3.5/200MM
PO380R | HANDLE WITHOUT RATCHET FOR 3.5MM INSTR.
PO381R | HANDLE WITH RATCHET FOR 3.5MM INSTR.
PO500R | STONE GRASPING FCPS 10MM 310MM
PO501R | BIOPSY FORCEPS 5MM 310MM
PO502R | BIOPSY FCPS BOX STYLE 5MM 310MM
PO505R | BIOPSY FCPS W/TEETH 5MM 310MM
PO509R | BIOPSY CUP FCPS 5MM 420MM
PO510R | BIOPSY FCPS HOOK 5MM 420MM
PO511R | BIOPSY FCPS W/TEETH 5MM 420MM
PO512R | BIOPSY FCPS BOX STYLE 5MM 420MM
PO600R | JAW INS.HOOK SCISSORS 5MM 310MM
PO601R | JAW INS.PERIT.SCISSORS SERR 5MM 310MM
PO602R | JAW INS.MICRO-DISSECTOR SCISS 5MM 310MM
PO603R | JAW INS.METZENBAUM SCISSORS 5MM 310MM
PO605R | JAW INS.FINE-TIP DISSECTOR 5MM 310MM
PO606R | JAW INS.OVERHOLT DISS 90-DEG 10MM 310MM
PO607R | JAW INS.ATR.DISSECTING FCPS 5MM 310MM
PO608R | JAW INS.MARYLAND DISSECTOR 5MM 310MM
PO610R | JAW INS.ALLIS GRSP FCPS 5MM 310MM
PO611R | JAW INS.HEYWOOD-SMITH TIS.FRCP 10/310MM
PO613R | JAW INS.AGGRESIVE GRASPERS 5MM 310MM
PO615R | JAW INS.ALLIGATOR FORCEPS 5MM 310MM
PO617R | JAW INS.NELSON GRASP 6X7TEETH 5MM 310MM
PO618R | JAW INS.DORSEY GRSP FCPS 5MM 310MM
PO619R | JAW INS.BABCOCK GRASPER 5MM 310MM
PO620R | JAW INS.BABCOCK GRASPER 10MM 310MM
PO623R | JAW INS.CLAW GRASPER 10MM 310MM
PO624R | JAW INS.DE'BAKEY ATR.FCPS 10MM 370MM
PO625R | JAW INS.PERIT.SCISS SERR 5MM 310MM
PO626R | JAW INS.BIOPSY FORCEPS 5MM 310MM
PO627R | JAW INS.BIOPSY FCPS BOX STYLE 5MM 310MM
PO631R | JAW INS.TC METZ.SCISSORS LFT-CVD 5/220MM
PO632R | JAW INS.MARYLAND DISSECTOR D:5/220MM
PO633R | JAW INS.ATR.DISSECTOR D:5/220MM
PO634R | JAW INS.AGGRESIVE GRASPER D:5/220MM
PO636R | JAW INS.TC METZ.SCISSORS LFT-CVD 5/310MM
PO638R | JAW INS.NELSON GRASPERS COF D:5/310MM
PO641R | JAW INS.HEYWOOD-SMITH CVD D:5/310MM
PO642R | JAW INS.AGGRESIVE GRASPER COF D:5/310MM
PO644R | JAW INS.UNIVERSAL FIX.FORCEPS D:5/310MM
PO645R | JAW INS.TUBAL FIXATION FCPS 5MM 310MM
PO646R | JAW INS.ATR.GRASPING FCPS 5MM 310MM
PO647R | JAW INS.CLINCHING GRASPER FEN.5MM 310MM
PO648R | JAW INS.GRASPING FCPS.2X4T.D:5/310MM
PO650R | JAW INS.GRASP.FCPS FINETOOTH 5MM 310MM
PO652R | JAW INS.BIOPSY FCPS W/TEETH 5MM 310MM
PO655R | JAW INS.MINI-METZENBAUM SCISS 5MM 310MM
PO657R | JAW INS.DE'BAKEY ATR.CLAMP 5MM 420MM
PO661R | JAW INS.LAP DISSECTOR 60-DEG 10MM 310MM
PO667R | JAW INS.DUCK BILL DISS FCPS 5MM 310MM
PO669R | JAW INS.MARYLAND DISSECTOR COF D:5/310MM
PO678R | JAW INS.FIXATION FORCEPS 5MM 310MM
PO680R | JAW INS.FIXATION FCPS FEN.5MM 310MM
PO682R | JAW INS.POTTS DE MARTELL SCIS.10MM 310MM
PO684R | JAW INS.VASC.CLAMP CRAWFORD D:5/370MM
PO705R | JAW INS.STONE GRASPING FCPS 10MM 310MM
PO715R | JAW INS.METZ.-SCISSORS MEDIUM D:5/310MM
PO727R | JAW INS.SCISSORS W/KNOT PUSHER 5MM 310MM
PO728R | JAW INS.UNIVERSAL FIX.FORCEPS D:5/310MM
PO729R | JAW INS.COMBI.GRASPING FORCEPS 5/310MM
PO730R | JAW INS.RIGHT-ANGLE DISSECTOR 5MM 310MM
PO731R | JAW INS.ORGAN GRASP.FORCEPS D:10/310MM
PO734R | JAW INS.GRASP.& DISS.FORCEPS D:5/310MM
PO735R | JAW INS.BULLET NOSE GRASPER 5MM 310MM
PO736R | JAW INS.UNIVERSAL GRASPER 5MM 310MM
PO738R | JAW INS.MINI METZENBAUM SCISSOR 5/220MM
PO739R | JAW INS.LYMPH NODE GRASP.FCPS.D:5/220MM
PO740R | JAW INS.MARYLAND FORCEPS FEN.D:5/310MM
PO741R | JAW INS.BABCOCK DBL ACTION 10MM 370MM
PO742R | JAW INS.INTEST.FORCPS JAW 90MMD:10/370MM
PO744R | JAW INS.HOOK SCISSORS 5MM 420MM
PO746R | JAW INS.METZENBAUM SCISS SERR 5MM 420MM
PO747R | JAW INS.ATR.DISS FCPS 5MM 420MM
PO748R | JAW INS.TUBAL FIXATION FCPS 5MM 420MM
PO749R | JAW INS.GRASPING FCPS.2X4T.D:5/420MM
PO750R | JAW INS.BIOPSY CUP FCPS 5MM 420MM
PO751R | FRANGENHEIM Biopsy forceps cutting 5 mm / 420 mm JAW INSERT
PO752R | JAW INS.MARYLAND DISS FCPS 5MM 420MM
PO753R | JAW INS.BULLET NOSE GRASPER 5MM 420MM
PO754R | JAW INS.MINI-METZENBAUM SCISS.5MM 420MM
PO755R | JAW INS.DORSEY GRSP FCPS 5MM 420MM
PO756R | JAW INS.BIOPSY FCPS W/TEETH 5MM 420MM
PO757R | JAW INS.BABCOCK GRSP FCPS 10MM 420MM
PO758R | JAW INS.FIX.FCPS FEN SERR 5MM 310MM
PO759R | JAW INS.BIOPSY FCPS BOX STYLE 5MM 420MM
PO761R | JAW INS.CURVED GRASPER 5MM 420MM
PO762R | JAW INS.BABCOCK DBL ACTION 5MM 420MM
PO763R | JAW INS.OVAL GRASPER 5MM 310MM
PO764R | JAW INS.CURVED GRASPER 5MM 310MM
PO765R | JAW INS.BABCOCK DBL ACTION 5MM 310MM
PO766R | JAW INS.CRILE DISS.FCPS.CVD 5MM 370MM
PO767R | JAW INS.DUCK BILL BLUNT GRASPER 5/370MM
PO768R | JAW INS.GLASSMAN FCPS 60 JAW 10MM 310MM
PO769R | JAW INS.BOWEL GRAS.FEN.20MM JAW 5/310MM
PO770R | JAW INS.BOWEL GRAS.FEN.20MM JAW 5/420MM
PO771R | JAW INS.CRILE DISS.FCPS.CVD 5MM 310MM
PO772R | JAW INS.OVERHOLT 90°FINE TIP D:10/370MM
PO773R | JAW INS.OVERHOLT 60°FINE TIP D:10/370MM
PO774R | JAW INS.UNIVERSAL GRASPER D:5/310MM
PO775R | JAW INS.FEN.UNIVERSAL GRASPER D:5/310MM
PO776R | JAW INS.FEN.UNIVERSAL GRASPER D:5/420MM
PO777R | JAW INS.TENACULUM FORCEPS D:5/310MM
PO778R | JAW INS.TENACULUM FORCEPS D:10/310MM
PO781R | JAW INS.SIMON REN.POLE CL.100MM 10/310MM
PO782R | JAW INS.CLINCH.GRASP.FENEST.D:5/420MM
PO783R | JAW INSERT UNIVERSAL GRASPER D:5/420MM
PO784R | JAW INS.MIXTER RIGHT-ANGLE DIS.D:5/310MM
PO785R | JAW INS.UNI.FIX.FORCEPS FEN.D:5/310MM
PO786R | JAW INS.UNI.FIX.FORC.W/GROOVES D:5/310MM
PO787R | JAW INS.UNI.FIX.FORC.W/GROOVES D:5/420MM
PO788R | JAW INS.UNI.FIX.FORC.W/GROOVES D:5/310MM
PO789R | JAW INS.UNI.FIX.FORC.W/GROOVES D:5/420MM
PO790R | JAW INS.NOIR METZENBAUM SCISS.D:5/310MM
PO791R | JAW INS.NOIR MINI METZENBAUM D:5/310MM
PO958R | MONOPOLAR HANDLE WITHOUT RATCHET
PO959R | MONOPOLAR HANDLE WITH RATCHET
PM400R | BIPOLAR METZ SCISSORS 5MM 310MM
PM401R | BIPOLAR MARYLAND DISS.FCPS 5MM 310MM
PM402R | BIPOLAR MICRO FORCEPS D:5/310MM
PM403R | BIPOLAR MACRO FORCEPS D:5/ 310MM
PM404R | BIPOLAR METZENBAUM SCISSORS5MM420MM
PM405R | BIPOLAR MARYLAND DISSECT FCPS5MM420MM
PM406R | BIPOLAR MACRO FORCEPS5MM 420MM
PM407R | METZENBAUM SCISSORS 14MM 5/310MM HF CON.
PM408R | MARYLAND GSP.FORCEPS FEN.5/310MM HF CON.
PM409R | Metzenbaum scissors length 220mm
PM410R | Maryland fixation forceps length 220mm
PM412R | Macro fixation forceps length 220mm
PM413R | Maryland fixation forceps fenestrated length 220mm
PM414R | MINI Metzenbaum scissors length 220mm
PM415R | MARYLAND GSP.FORCEPS FEN.5/420MM HF CON.
PM430R | JAW INS.BIP.METZENBAUM SCISSORS 5/310MM
PM431R | JAW INS.BIP.MARYLAND DISS.FCPS 5/310MM
PM432R | JAW INS.BIP.MICRO FORCEPS D:5/310MM
PM433R | JAW INS.BIP.MACRO FORCEPS D:5/310MM
PM434R | JAW INS.BIP.METZENBAUM SCISSORS 5/420MM
PM435R | JAW INS.BIP.MARYLAND DISS.FCPS 5/420MM
PM436R | JAW INS.BIP.MACRO FORCEPS 5/420MM
PM437R | JAW INS.BIP.MINI METZENBAUM SCIS.5/310MM
PM438R | JAW INS.BIP.MARYLAND DISS.FEN.5/310MM
PM439R | JAW INS.BIP.METZENBAUM SCISSORS 5/220MM
PM440R | JAW INS.BIP.MARYLAND DISS.FCPS 5/220MM
PM442R | JAW INS.BIP.MACRO FORCEPS 5/220MM
PM443R | JAW INS.BIP.MARYLAND DISS.FEN.5/220MM
PM444R | JAW INS.BIP.MINI METZENBAUM SCIS.5/220MM
PM445R | JAW INS.BIP.MARYLAND DISS.FEN.5/420MM
PM450R | HANDLE FOR BIPOLAR INSTRUMENTS
PM433220 | PROTECTION CAP FOR BIPOLAR JAWS
GK370P | SHAFT ONLY F/MODULAR MONOPOL.ELECTR
GK371P | OUTER TUBE F.GK390R
GK372R | HANDLE F/MONOPOLAR ELECTRODES 5MM
GK373R | INNER TUBE W/HANDLE FOR GK372R
GK374R | HANDLE F/MONOPOLAR ELECTRODES 5MM 420MM
GK375R | INNER TUBE W/HANDLE FOR GK374R
GK376P | SHAFT ONLY F/MOD MONO ELECTR 5MM
GK383R | CERAMIC ELECTRODE TIP J-HK F/GK372R
GK384R | CERAMIC ELECTRODE TIP L-HK F/GK372R
GK385R | MONOPOLAR ELECTRODE TIP BUTTON
GK386R | MONOPOLAR ELECTRODE TIP SPATULA
GK389R | NEEDLE ELECTRODE F.GK390R
GK390R | LOW ENERGY HF NEEDLE CPL.
GK393R | MONOP.HOOK ELECTRODE TIP J SHAPED CVD.
GK394R | MONOP.HOOK ELECTRODE TIP L SHAPED CVD.
GK395R | MONOPOLAR BALL ELECTRODE ONLY CVD.
PO031R | METZENBAUM SCISSOR MEDIUM D:5/420MM
PO716R | JAW INS.METZ.-SCISSORS MEDIUM D:5/420MM
PO717R | JAW INS.MARYL.W/CROSS TEETHING D:5/310MM
PO718R | JAW INS.MARYL.W/CROSS TEETHING D:5/420MM
JK490 | X-LONG LID W/RETENTION PLATE SILVER
JN445 | EXTRA LONG CONTAINER PERF BOTTOM 187MM
PL963R | MIS STORAGE RACK
PL964R | MIS STORAGE RACK LONG
PL962R | TROCAR STORAGE
JG300 | FIXATION PIN FOR STORAGE DEVICES
JF938 | SILICONE BASKET LINER 1/2-SIZE
PL960206 | REVERSEABLE SILICONERUBBER HOLDER
JG302 | 3 mm hex (Allen) screwdriver
PM950250 | LGT GRAY ROTATION KNOB F/MOD INST
PM630201 | INNER TUBE STRAIGHT 220MM LENGTH
PM600201 | METAL INNER TUBE 31CM
PM618201 | METAL INNER TUBE 37CM
PM434201 | METAL INNER TUBE 42CM
PM009250 | INNER TUBE
PM009251 | FLEXIBLE CONNECTING ROD
PL961R | MIS STORAGE RACK WITH BASKET LONG
PL170251 | CONTACT PIN F/AESC & WOLF
PL170256 | CONTACT PIN F/OLYMPUS MONOSURGERY
PL170258 | CONTACT PIN F/STORZ MONOSURGERY
PL170250 | LUER-LOCK CONNTR FOR FLUSHPORT
PO950400 | CAUTERY CONTACT PIN FOR PO HANDLES5/PK
PO950410 | CONTACT BUSH STORZ
PO950420 | CONTACT PIN OLYMPUS 4.0E-4 1
PO550R | NEEDLE HOLDER STR 5MM 310MM
PO559R | NEEDLE HOLDER CURVED 5MM 310MM
PO628R | JAW INS.NEEDLE HOLDER STR 5MM 310MM
PO668R | JAW INS.NEEDLE HOLDER CURVED 5MM 310MM
PM654R | JAW INS.MIASPAS TL KNOT PUSHER5/310MM
GK299 | WIRE BRUSHF/CLEAN COAG FCPS&ELECTRODES
PL418R | DUROGRIP NEEDLE HOLDER STR.3.5MM 290MM
PL419R | DUROGRIP NEEDLE HOLDER STR.3.5MM 200MM
PG028R | SUCTION/IRRIGATION INSTR.3.5MM 310MM
BN322R | EXPLORATION PROBE W/SCALING 3.5MM 400MM
PL435R | Laparoscopic knot pusher 3.5MM, 310MM
GN261 | HF-HANDLE LG.2 BUTTON 4MM ERBE PLUG
GK397R | MONOPOLAR HOOK ELECTRODE 3.5MM 200MM
GK398R | MONOPOLAR HOOK ELECTRODE 3.5MM 290MM
GN236 | HF-HANDLE LG.2 BUTTON 4MM KOAX PLUG
GN230 | HF-HANDLE LG.2 BUTTON 4MM 3-PIN PLUG
GK398R | MONOPOLAR HOOK ELECTRODE 3.5MM 290MM
GK397R | MONOPOLAR HOOK ELECTRODE 3.5MM 200MM
GN132 | BIPOLAR CABLE 22MM
GN133 | BIPOLAR CABLE 28.6MM
GN134 | BIPOLAR CABLE 38MM
GN131 | BIPOLAR CABLE 8/4MM
GN130 | BIPOLAR CABLE 5/2MM
JG600 | STERILIT I OIL SPRAY
JG598 | STERILIT I DRIP FEED OILER
PM995R | CLEANING BRUSH 10MM DIA
GK469R | CLEANING BRUSH 5MM DIA 6/PKG
GK290SU | DISPOSABLE BIPOL.CORD FIXED PINS 22MM
GK291SU | DISPOSABLE BIPOL.CORD FIXED PINS 28.6MM
GK292SU | DISPOSABLE BIPOL.CORD FIXED PINS 38MM
GK332 | Bipolar connecting cable 38 mm Codman CMC II
GK342 | Aesculap round connector Ø4 mm fixed pin / Ø8 mm round
GN140 | reusable bipolar connecting cable
GN141 | reusable bipolar connecting cable
GK195 | BIPOLAR CABLE VALLEYLAB/LANDOLT FORCEPS
GN145 | BIPOLAR CABLE 5M FIXED PIN 22MM BIPOJET
GN146 | BIPOLAR CABLE 5M FIXED PIN 38MM BIPOJET
GK194 | BIPOL.CABLE VALLEYLAB/EURONORM
GN076 | BIPOLAR CABLE 4M LENGTH
GK185 | BIPOL.CABLE ERBE EURO FLAT PLUG
GK217 | ELECTRODE CABLE 3.5 M
GK280 | Aesculap flat connector 22 mm fixed-pin
GK281 | Aesculap flat connector 28.6 mm fixed-pin
GK282 | Aesculap flat connector 38 mm fixed-pin
GK290SU | DISPOSABLE BIPOL.CORD FIXED PINS 22MM
GK291SU | DISPOSABLE BIPOL.CORD FIXED PINS 28.6MM
GK292SU | DISPOSABLE BIPOL.CORD FIXED PINS 38MM
GK328 | Bipolar connecting cable, 4 m AESCULAP GK050 / GK051
GK329 | Alternative bipolar connecting cable AESCULAP GK050 / GK051
PL407R | DUROGRIP NEEDLE HOLDER STR.D:5/310MM
PL404R | NEEDLE HOLDERSTRAIGHT 5MM 370MM
PL416R | DUROGRIP NEEDLE HOLDER STR.D:5/420MM
PL408R | NEEDLE HOLDER LEFT CURVED 5MM 310MM
PL405R | NEEDLE HOLDER LEFT CURVED 5MM 370MM
PL417R | DUROGRIP NEEDLE HOLDER LEFT CVD.5/420MM
PL413R | NEEDLE HOLDER RIGHT CURVED 5MM 310MM
PL415R | NEEDLE HOLDER RIGHT CURVED 5MM 370MM
PL409R | ASSIST.NEEDLE HOLD.2X3 TEETH5MM/310M
PL414R | NEEDLE HOLDER SUPER RIGHTING 5MM/310MM
PL406R | ANVIL GRASPER 10MM 370MM
Appicator & Clips
PL450SU | DS-SINGLE FIRE LIG.CLIP S
PL452SU | DS-SINGLE FIRE LIG.CLIP S MULTI-PACK
PQ900R | DS LAP.CLIP APPLIER S 5/330MM
PL453SU | DS-SINGLE FIRE LIG.CLIP SM
PQ901R | DS LAP.CLIP APPLIER SM 5/330MM
PQ920R | DS LAP.CLIP APPLIER SM 5/420MM
PL459SU | DS-SINGLE FIRE LIG.CLIP M
PQ902R | DS LAP.CLIP APPLIER M 10/330MM
PQ921R | DS LAP.CLIP APPLIER M 10/420MM
PL462SU | DS-SINGLE FIRE LIG.CLIP ML
PL465SU | DS-SINGLE FIRE LIG.CLIP ML W/LATCH
PQ903R | DS LAP.CLIP APPLIER ML 10/330MM
PQ922R | DS LAP.CLIP APPLIER ML 10/420MM
PL468SU | DS-SINGLE FIRE LIG.CLIP L
PL471SU | DS-SINGLE FIRE LIG.CLIP L W/LATCH
PQ904R | DS LAP.CLIP APPLIER L 12/330MM
PQ923R | DS LAP.CLIP APPLIER L 12/420MM
PL475SU | DS-SINGLE FIRE LIG.CLIP XL W/LATCH
PQ905R | DS LAP.CLIP APPLIER XL 12/330MM
PQ910R | SHAFT DS LAP.CLIP APPLIER S 5/330MM
PQ961R | PUSH ROD LAP.CLIP APPLIER 330MM
PQ960R | HANDLE LAP.CLIP APPLIER
FC171R | DS-SINGLE FIRE APPLIER S 150MM 25°
FC174R | DS-SINGLE FIRE APPLIER S 190MM 25°
FC175R | DS-SINGLE FIRE APPLIER S 190MM 65°
FC177R | DS-SINGLE FIRE APPLIER S 280MM 25°
FC178R | DS-SINGLE FIRE APPLIER S 280MM 65°
FC179R | DS-SINGLE FIRE APPLIER S 280MM 90°
PQ911R | SHAFT DS LAP.CLIP APPLIER SM 5/330MM
PQ930R | SHAFT DS LAP.CLIP APPLIER SM 5/420MM
PQ961R | PUSH ROD LAP.CLIP APPLIER 330MM
PQ962R | PUSH ROD LAP.CLIP APPLIER 420MM
PQ960R | HANDLE LAP.CLIP APPLIER
FC181R | DS-SINGLE FIRE APPLIER SM 150MM 25°
FC184R | DS-SINGLE FIRE APPLIER SM 190MM 25°
FC187R | DS-SINGLE FIRE APPLIER SM 280MM 25°
FC185R | DS-SINGLE FIRE APPLIER SM 190MM 65°
FC188R | DS-SINGLE FIRE APPLIER SM 280MM 65°
PQ912R | SHAFT DS LAP.CLIP APPLIER M 10/330MM
PQ931R | SHAFT DS LAP.CLIP APPLIER M 10/420MM
PQ961R | PUSH ROD LAP.CLIP APPLIER 330MM
PQ962R | PUSH ROD LAP.CLIP APPLIER 420MM
PQ960R | HANDLE LAP.CLIP APPLIER
FC191R | DS-SINGLE FIRE APPLIER M 150MM 25°
FC194R | DS-SINGLE FIRE APPLIER M 190MM 25°
FC195R | DS-SINGLE FIRE APPLIER M 190MM 65°
FC196R | DS-SINGLE FIRE APPLIER M 190MM 90°
FC197R | DS-SINGLE FIRE APPLIER M 280MM 25°
FC198R | DS-SINGLE FIRE APPLIER M 280MM 65°
FC199R | DS-SINGLE FIRE APPLIER M 280MM 90°
PL816R | DS-SINGLE FIRE LAP.REM.FORC.M 10/310MM
PQ913R | SHAFT DS LAP.CLIP APPLIER ML 10/330MM
PQ932R | SHAFT DS LAP.CLIP APPLIER ML 10/420MM
PQ961R | PUSH ROD LAP.CLIP APPLIER 330MM
PQ962R | PUSH ROD LAP.CLIP APPLIER 420MM
PQ960R | HANDLE LAP.CLIP APPLIER
FC204R | DS-SINGLE FIRE APPLIER ML 190MM 25°
FC205R | DS-SINGLE FIRE APPLIER ML 190MM 65°
FC206R | DS-SINGLE FIRE APPLIER ML 190MM 90°
FC207R | DS-SINGLE FIRE APPLIER ML 280MM 25°
FC208R | DS-SINGLE FIRE APPLIER ML 280MM 65°
FC209R | DS-SINGLE FIRE APPLIER ML 280MM 90°
PL817R | DS-SINGLE FIRE LAP.REM.FORC.ML 10/310MM
PQ914R | SHAFT DS LAP.CLIP APPLIER L 12/330MM
PQ933R | SHAFT DS LAP.CLIP APPLIER L 12/420MM
PQ961R | PUSH ROD LAP.CLIP APPLIER 330MM
PQ962R | PUSH ROD LAP.CLIP APPLIER 420MM
PQ960R | HANDLE LAP.CLIP APPLIER
FC214R | DS-SINGLE FIRE APPLIER L 190MM 25°
FC215R | DS-SINGLE FIRE APPLIER L 190MM 65°
FC216R | DS-SINGLE FIRE APPLIER L 190MM 90°
FC217R | DS-SINGLE FIRE APPLIER L 280MM 25°
FC218R | DS-SINGLE FIRE APPLIER L 280MM 65°
FC219R | DS-SINGLE FIRE APPLIER L 280MM 90°
PL818R | DS-SINGLE FIRE LAP.REM.FORC.L 12/310MM
PQ915R | SHAFT DS LAP.CLIP APPLIER XL 12/330MM
PQ961R | PUSH ROD LAP.CLIP APPLIER 330MM
PQ960R | HANDLE LAP.CLIP APPLIER
FC230R | DS-SINGLE FIRE APPLIER XL 280MM 25°
FC231R | DS-SINGLE FIRE APPLIER XL 280MM 65°
PQ940R | LAP.CLIP APPLIER M 10/330MM
PQ941R | LAP.CLIP APPLIER ML 10/330MM
PQ942R | LAP.CLIP APPLIER L 12/330MM
FB222R | CLIP APPLIER FORC.SMALL 150MM 25°
FB223R | CLIP APPLIER FORC.SMALL 200MM 25°
FB224R | CLIP APPLIER FORC.SMALL 280MM 25°
FB226R | CLIP APPLIER FORC.SMALL 203MM 65°
FB227R | CLIP APPLIER FORC.SMALL 280MM 65°
FB225R | CLIP APPLIER FORC.SMALL 280MM 90°
FB282R | CLIP REMOVER 170MM
PQ950R | SHAFT LAP.CLIP APPLIER M 10/330MM
PQ961R | PUSH ROD LAP.CLIP APPLIER 330MM
PQ960R | HANDLE LAP.CLIP APPLIER
FB234R | CLIP APPLIER FORC.MEDIUM 150MM 25°
FB235R | CLIP APPLIER FORC.MEDIUM 200MM 25°
FB236R | CLIP APPLIER FORC.MEDIUM 280MM 25°
FB238R | CLIP APPLIER FORC.MEDIUM 200MM 65°
FB239R | CLIP APPLIER FORC.MEDIUM 280MM 65°
FB282R | CLIP REMOVER 170MM
PQ951R | SHAFT LAP.CLIP APPLIER ML 10/330MM
PQ961R | PUSH ROD LAP.CLIP APPLIER 330MM
PQ960R | HANDLE LAP.CLIP APPLIER
FB240R | CLIP APPLIER FORC.MEDIUM/LARGE 200MM 25°
FB242R | CLIP APPLIER FORC.MEDIUM/LARGE 280MM 25°
FB243R | CLIP APPLIER FORC.MEDIUM/LARGE 200MM 65°
FB245R | CLIP APPLIER FORC.MEDIUM/LARGE 280MM 65°
FB254R | CLIP APPLIER FORC.MEDIUM/LARGE 203MM 90°
FB255R | CLIP APPLIER FORC.MEDIUM/LARGE 280MM 90°
FB282R | CLIP REMOVER 170MM
PQ952R | SHAFT LAP.CLIP APPLIER L 12/330MM
PQ961R | PUSH ROD LAP.CLIP APPLIER 330MM
PQ960R | HANDLE LAP.CLIP APPLIER
FB246R | CLIP APPLIER FORCEPS LARGE 200MM 25°
FB248R | CLIP APPLIER FORCEPS LARGE 280MM 25°
FB249R | CLIP APPLIER FORCEPS LARGE 200MM 65°
FB251R | CLIP APPLIER FORCEPS LARGE 280MM 65°
FB252R | CLIP APPLIER FORCEPS LARGE 203MM 90°
FB253R | CLIP APPLIER FORCEPS LARGE 280MM 90°
FB282R | CLIP REMOVER 170MM
PL565T | LIGATURE CLIP SMALL 30 MAG.=180 PCS.
PL567T | LIGATURE CLIP MEDIUM 30 MAG.=180 PCS.
PL568T | LIGATURE CLIP MED.LARGE 20 MAG.=120 PCS.
PL561T | LIGATURE CLIP LARGE 20 MAG.=120 PCS.
PL506R | MULTIFIRE CLIP APPL 10MM 370MM
PL508R | MULTIFIRE CLIP APPL 10MM 260MM
PL569T | LIGATING CLIPS M/L 12/BOX
PL512R | CLIP APPLIC.D:5/310MM F.CLIP PL572T
PL600R | CLIP APPLIC.D:5/205MM F.CLIP PL572T
PL572T | LIGATURE CLIP 12 MAG.= 144 PCS.
PL536R | SHAFT COMPL.D:10MM L:370MM
PL538R | SHAFT COMPL.D:10MM L:260MM
PL522R | SHAFT COMPL.D:5MM L:310MM
PL601R1 | Shaft length / Schaftlänge 205 mm, diam. / Ø 5 mm
PL536802 | INNER TUBE F. DIAM. 10MM, LENGTH 370MM
PL538802 | INNER TUBE F. DIAM. 10MM, LENGTH 260MM
PL522801 | INNER TUBE F. DIAM. 5MM, LENGTH 310MM
PL601801 | INNER TUBE
PL536801 | PUSH ROD F. DIAM. 10MM, LENGTH 370MM
PL538801 | PUSH ROD F. DIAM. 10MM, LENGTH 260MM
PL522800 | PUSH ROD F. DIAM. 5MM, LENGTH 310MM
PL601800 | ROD, COMPLETE
PL510R | HANDLE F/PL506R & PL508R
PL510R | HANDLE F/PL506R & PL508R
PL602R2 | Handle ¦ Griff
PL510300 | ROTATION KNOB F/PL506R & PL508R
PL510301 | LOCKING RING
PL522810 | JAW PART PROTECTION FOR 5 MM SHAFT
PL536810 | JAW PART PROTECTION FOR CHALLENEGER D
PL801R | DS-SINGLE FIRE LAP.APPLIER S 5/310MM
PL802R | DS-SINGLE FIRE LAP.APPLIER SM 5/310MM
PL806R | DS-SINGLE FIRE LAP.APPLIER M 10/310MM
PL807R | DS-SINGLE FIRE LAP.APPLIER ML 10/310MM
PL808R | DS-SINGLE FIRE LAP.APPLIER L 12/310MM
PL822R | DS-SINGLE FIRE LAP.APPLIER SM 5/420MM
PL826R | DS-SINGLE FIRE LAP.APPLIER M 10/420MM
PL827R | DS-SINGLE FIRE LAP.APPLIER ML 10/420MM
PL828R | DS-SINGLE FIRE LAP.APPLIER L 12/420MM
Fasia Hook
PL152R | FASCIA SPOON
PL153R | FASCIA HOOK
Retrieval Bag
EJ022SU | RETRIEVAL BAG W/MEMORY WIRE 210ML
EJ023SU | RETRIEVAL BAG SMALL DETACHABLE 260ML
EJ024SU | RETRIEVAL BAG LARGE DETACHABLE 720ML
EJ025SU | RETRIEVAL BAG SIMPLE 76X150MM
Single use Instruments
PO830SU | DISP.METZENBAUM SCISSORS D:3.5/290MM
PO831SU | DISP.MARYLAND FORCEPS D:3.5/290MM
PO833SU | DISP.ATR.GRASPING FCPS D:3.5/290MM
PO840SU | DISP.METZENBAUM SCISSORS D:5/310MM
PO841SU | MARYLAND DISPOSAB.DISSECT.FCPS.D:5/310MM
PO842SU | DISP.AGGRESIVE GRASPER D:5/310MM
PO843SU | DISP.ATR.GRASPING FCPS D:5/310MM
PO844SU | DISP.BABCOCK GRASPING FCPS D:5/310MM
PO885SU | DISP.SCISS.SHAFT SLIGHT CVD.D:5/310MM
PO886 | DISP.SCISS.SHAFT HOOK D:5MM/310MM
PO887 | DISP.SCISS.SHAFT MINI-METZ.D:5/310MM
PO888 | DISP.SCISS.SHAFT METZENBAUM D:5MM/310MM
PO889 | DISP.SCISS.SHAFT METZENBAUM D:5/420MM
PO958R | MONOPOLAR HANDLE WITHOUT RATCHET
PO891SU | DISP.SHAFT MARYLAND D:5/310MM
PO892SU | DISP.SHAFT AGGRESSIVE GRASPER D:5/310MM
PO893SU | DISP.SHAFT ATR.GRASPING FCPS D:5/310MM
PO894SU | DISP.SHAFT BABCOCK FCPS D:5/310MM
PL700 | DISPOSABLE BIPOLAR METZ SCISSOR 5/310MM
PL701 | MARYLAND DISP.GRASP.FCPS.FEN.BIP.5/310MM
PL702SU | MARYLAND DISP.GRASP.FCPS.BIPOLAR 5/310MM
PL703SU | MACRO DISP.GRASP.FCPS.BIPOLAR 5/310MM
GK290SU | DISPOSABLE BIPOL.CORD FIXED PINS 22MM
GK291SU | DISPOSABLE BIPOL.CORD FIXED PINS 28.6MM
GK292SU | DISPOSABLE BIPOL.CORD FIXED PINS 38MM
PO800SU | DISP.COMBINATION INSTR.BIPOLAR D:5/310MM
EK500SU | DISP.BALLOON TROCAR OPTIC RING 5/70MM
EK501SU | DISP.BALLOON TROCAR OPTIC RING 5/100MM
EK502SU | DISP.BALLOON TROCAR OPTIC RING 11/100MM
EK503SU | DISP.BALLOON TROCAR OPTIC RING 12/100MM
EK504SU | DISP.BALLOON TROCAR OPTIC CONE 12/100MM
EK530SU | DISP.OPTICAL TROCAR RIBBED 5/70MM
EK531SU | DISP.OPTICAL TROCAR RIBBED 5/100MM
EK534SU | DISP.OPTICAL TROCAR RIBBED 11/100MM
EK536SU | DISP.OPTICAL TROCAR RIBBED 12/75MM
EK537SU | DISP.OPTICAL TROCAR RIBBED 12/100MM
EK538SU | DISP.OPTICAL TROCAR RIBBED 12/150MM
EK540SU | DISP.OPTICAL TROCAR SET RIBBED 5/70MM
EK541SU | DISP.OPTICAL TROCAR SET RIBBED 5/100MM
EK542SU | DISP.OPTICAL TROCAR SET RIBBED 11/100MM
EK543SU | DISP.OPTICAL TROCAR SET RIBBED 12/100MM
EK510SU | DISP.BALLOON TROCAR DILAT.RING 5/70MM
EK511SU | DISP.BALLOON TROCAR DILAT.RING 5/100MM
EK512SU | DISP.BALLOON TROCAR DILAT.RING 11/100MM
EK513SU | DISP.BALLOON TROCAR DILAT.RING 12/100MM
EK514SU | DISP.BALLOON TROCAR DILAT.CONE 12/100MM
EK570SU | DISP.DILATING TROCAR RIBBED 5/70MM
EK571SU | DISP.DILATING TROCAR RIBBED 5/100MM
EK574SU | DISP.DILATING TROCAR RIBBED 11/100MM
EK577SU | DISP.DILATING TROCAR RIBBED 12/100MM
EK578SU | DISP.DILATING TROCAR RIBBED 12/150MM
EK579SU | DISP.DILATING TROCAR RIBBED 15/100MM
EK540SU | DISP.OPTICAL TROCAR SET RIBBED 5/70MM
EK541SU | DISP.OPTICAL TROCAR SET RIBBED 5/100MM
EK542SU | DISP.OPTICAL TROCAR SET RIBBED 11/100MM
EK543SU | DISP.OPTICAL TROCAR SET RIBBED 12/100MM
EK505SU | DISP.BALLOON TROCAR BLADED RING 5/70MM
EK506SU | DISP.BALLOON TROCAR BLADED RING 5/100MM
EK507SU | DISP.BALLOON TROCAR BLADED RING 11/100MM
EK508SU | DISP.BALLOON TROCAR BLADED RING 12/100MM
EK509SU | DISP.BALLOON TROCAR BLADED CONE 12/100MM
EK550SU | DISP.BLD/SHIELD.TROCAR RIBBED 5/70MM
EK551SU | DISP.BLD/SHIELD.TROCAR RIBBED 5/100MM
EK554SU | DISP.BLD/SHIELD.TROCAR RIBBED 11/100MM
EK557SU | DISP.BLD/SHIELD.TROCAR RIBBED 12/100MM
EK559SU | DISP.BLD/SHIELD.TROCAR RIBBED 15/100MM
EK560SU | DISP.BLD/SHIELD.TROC.SET RIBBED 5/70MM
EK561SU | DISP.BLD/SHIELD.TROC.SET RIBBED 5/100MM
EK562SU | DISP.BLD/SHIELD.TROC.SET RIBBED 11/100MM
EK563SU | DISP.BLD/SHIELD.TROC.SET RIBBED 12/100MM
EK515SU | DISP.BALLOON TROCAR HASSON RING 11/100MM
EK516SU | DISP.BALLOON TROCAR HASSON RING 12/100MM
EK517SU | DISP.BALLOON TROCAR HASSON CONE 12/100MM
EK588SU | DISP.HASSON TROCAR 11/100MM
EK589SU | DISP.HASSON TROCAR 12/100MM
EK520SU | DISP.BALLOON SLEEVE RING 5/70MM
EK521SU | DISP.BALLOON SLEEVE RING 5/100MM
EK522SU | DISP.BALLOON SLEEVE RING 11/100MM
EK523SU | DISP.BALLOON SLEEVE RING 12/100MM
EK524SU | DISP.BALLOON SLEEVE CONE 12/100MM
EK590SU | DISP.TROCAR SLEEVE RIBBED 5/70MM
EK591SU | DISP.TROCAR SLEEVE RIBBED 5/100MM
EK594SU | DISP.TROCAR SLEEVE RIBBED 11/100MM
EK597SU | DISP.TROCAR SLEEVE RIBBED 12/100MM
EK598SU | DISP.TROCAR SLEEVE RIBBED 12/150MM
EK148SU | DISP.DILATING TROCAR PIN 5/60MM
EK149SU | DISP.DILATING TROCAR PIN 5/110MM
EK150SU | DISP.DILATING TROCAR PIN 5/150MM
EK159SU | DISP.DILATING TROCAR PIN 10/110MM
EK160SU | DISP.DILATING TROCAR PIN 10/150MM
EK169SU | DISP.DILATING TROCAR PIN 12/110MM
EK170SU | DISP.DILATING TROCAR PIN 12/150MM
EK001SU | DISP.SEALING UNIT FOR 5MM TROCARS
EK002SU | DISP.UNIV-SEALING UNIT F/10/12MM TROCARS
EK105SU | DISP.TROCAR SLEEVE 3.5/70MM THREAD.
EK030R | DILATING TROCAR PIN 3.5/70MM
PL450SU | DS-SINGLE FIRE LIG.CLIP S
PL452SU | DS-SINGLE FIRE LIG.CLIP S MULTI-PACK
PL453SU | DS-SINGLE FIRE LIG.CLIP SM
PL459SU | DS-SINGLE FIRE LIG.CLIP M
PL462SU | DS-SINGLE FIRE LIG.CLIP ML
PL465SU | DS-SINGLE FIRE LIG.CLIP ML W/LATCH
PL468SU | DS-SINGLE FIRE LIG.CLIP L
PL471SU | DS-SINGLE FIRE LIG.CLIP L W/LATCH
FC171R | DS-SINGLE FIRE APPLIER S 150MM 25°
FC174R | DS-SINGLE FIRE APPLIER S 190MM 25°
FC177R | DS-SINGLE FIRE APPLIER S 280MM 25°
FC178R | DS-SINGLE FIRE APPLIER S 280MM 65°
FC179R | DS-SINGLE FIRE APPLIER S 280MM 90°
FC181R | DS-SINGLE FIRE APPLIER SM 150MM 25°
FC184R | DS-SINGLE FIRE APPLIER SM 190MM 25°
FC185R | DS-SINGLE FIRE APPLIER SM 190MM 65°
FC187R | DS-SINGLE FIRE APPLIER SM 280MM 25°
FC188R | DS-SINGLE FIRE APPLIER SM 280MM 65°
FC191R | DS-SINGLE FIRE APPLIER M 150MM 25°
FC194R | DS-SINGLE FIRE APPLIER M 190MM 25°
FC195R | DS-SINGLE FIRE APPLIER M 190MM 65°
FC196R | DS-SINGLE FIRE APPLIER M 190MM 90°
FC197R | DS-SINGLE FIRE APPLIER M 280MM 25°
FC198R | DS-SINGLE FIRE APPLIER M 280MM 65°
FC199R | DS-SINGLE FIRE APPLIER M 280MM 90°
FC204R | DS-SINGLE FIRE APPLIER ML 190MM 25°
FC205R | DS-SINGLE FIRE APPLIER ML 190MM 65°
FC206R | DS-SINGLE FIRE APPLIER ML 190MM 90°
FC207R | DS-SINGLE FIRE APPLIER ML 280MM 25°
FC208R | DS-SINGLE FIRE APPLIER ML 280MM 65°
FC209R | DS-SINGLE FIRE APPLIER ML 280MM 90°
FC214R | DS-SINGLE FIRE APPLIER L 190MM 25°
FC215R | DS-SINGLE FIRE APPLIER L 190MM 65°
FC216R | DS-SINGLE FIRE APPLIER L 190MM 90°
FC217R | DS-SINGLE FIRE APPLIER L 280MM 25°
FC218R | DS-SINGLE FIRE APPLIER L 280MM 65°
FC219R | DS-SINGLE FIRE APPLIER L 280MM 90°
PL801R | DS-SINGLE FIRE LAP.APPLIER S 5/310MM
PL802R | DS-SINGLE FIRE LAP.APPLIER SM 5/310MM
PL806R | DS-SINGLE FIRE LAP.APPLIER M 10/310MM
PL809R | DS-SINGLE FIRE LAP.APPLIER XL 12/310MM
PL822R | DS-SINGLE FIRE LAP.APPLIER SM 5/420MM
PL826R | DS-SINGLE FIRE LAP.APPLIER M 10/420MM
PL827R | DS-SINGLE FIRE LAP.APPLIER ML 10/420MM
PL828R | DS-SINGLE FIRE LAP.APPLIER L 12/420MM
PL816R | DS-SINGLE FIRE LAP.REM.FORC.M 10/310MM
PL817R | DS-SINGLE FIRE LAP.REM.FORC.ML 10/310MM
PL818R | DS-SINGLE FIRE LAP.REM.FORC.L 12/310MM
PL565T | LIGATURE CLIP SMALL 30 MAG.=180 PCS.
PL567T | LIGATURE CLIP MEDIUM 30 MAG.=180 PCS.
PL568T | LIGATURE CLIP MED.LARGE 20 MAG.=120 PCS.
PL561T | LIGATURE CLIP LARGE 20 MAG.=120 PCS.
FB222R | CLIP APPLIER FORC.SMALL 150MM 25°
FB223R | CLIP APPLIER FORC.SMALL 200MM 25°
FB224R | CLIP APPLIER FORC.SMALL 280MM 25°
FB225R | CLIP APPLIER FORC.SMALL 280MM 90°
FB226R | CLIP APPLIER FORC.SMALL 203MM 65°
FB227R | CLIP APPLIER FORC.SMALL 280MM 65°
FB234R | CLIP APPLIER FORC.MEDIUM 150MM 25°
FB235R | CLIP APPLIER FORC.MEDIUM 200MM 25°
FB238R | CLIP APPLIER FORC.MEDIUM 200MM 65°
FB236R | CLIP APPLIER FORC.MEDIUM 280MM 25°
FB239R | CLIP APPLIER FORC.MEDIUM 280MM 65°
FB240R | CLIP APPLIER FORC.MEDIUM/LARGE 200MM 25°
FB243R | CLIP APPLIER FORC.MEDIUM/LARGE 200MM 65°
FB254R | CLIP APPLIER FORC.MEDIUM/LARGE 203MM 90°
FB242R | CLIP APPLIER FORC.MEDIUM/LARGE 280MM 25°
FB245R | CLIP APPLIER FORC.MEDIUM/LARGE 280MM 65°
FB255R | CLIP APPLIER FORC.MEDIUM/LARGE 280MM 90°
FB246R | CLIP APPLIER FORCEPS LARGE 200MM 25°
FB249R | CLIP APPLIER FORCEPS LARGE 200MM 65°
FB249R | CLIP APPLIER FORCEPS LARGE 200MM 65°
FB252R | CLIP APPLIER FORCEPS LARGE 203MM 90°
FB248R | CLIP APPLIER FORCEPS LARGE 280MM 25°
FB251R | CLIP APPLIER FORCEPS LARGE 280MM 65°
FB253R | CLIP APPLIER FORCEPS LARGE 280MM 90°
FB282R | CLIP REMOVER 170MM
PL504R | CLIP APPLICATOR F.MED.SIZED CLIP PL567T
PL503R | CLIP APPLICATOR F.MED.LARGE CLIP PL568T
PL528R | CLIP APPLICATOR F.LARGE CLIP PL561T
PL574T | CHALLENGER TI-P SM-LIGAT.CLIPS 12 CARTR.
PL579T | CHALLENGER TI-P ML-LIGAT.CLIPS 12 CARTR.
PL604R | MULTIF.CLIP APPL.TI-P 5/310MM F/SM-CLIPS
PL603R | MULTIF.CLIP APPL.TI-P 5/205MM F/SM-CLIPS
PL606R | MULTIF.CLIP APPL.TI-P 10/370MM F/ML-CLIP
PL608R | MULTIF.CLIP APPL.TI-P 10/260MM F.ML-CLIP
PL572T | LIGATURE CLIP 12 MAG.= 144 PCS.
PL569T | LIGATING CLIPS M/L 12/BOX
PL512R | CLIP APPLIC.D:5/310MM F.CLIP PL572T
PL600R | CLIP APPLIC.D:5/205MM F.CLIP PL572T
PL506R | MULTIFIRE CLIP APPL 10MM 370MM
PL508R | MULTIFIRE CLIP APPL 10MM 260MM
EJ871R | TROCAR BODY F.EJ870P INCL.OBTURATOR
EJ870P | BALLOON F.EXTRAPERITONEAL DISTENSION
SK271C | Single use Instruments
EJ571P | FLAP VALVE F/1012.5&15MM TROC
SMG-45GR | Single use Instruments
SMG-60GR | SELC Stapler 60MM,3.5/3.8/4.2MM, 1.5-2.25MM, Green
SMG-30WRH | SELC Stapler 30MM, 2.0/2.5/3.0MM, 0.88-1.5MM, White
SMG-45WRH | SELC Stapler 45MM, 2.0/2.5/3.0MM, 0.88-1.5MM, White
SMG-60WRH | SELC Stapler 60MM, 2.0/2.5/3.0MM, 0.88-1.5MM, White
SMT-45TR | SELC Stapler 45MM, 4.2/4.5/5.0MM, 2.25-3.0MM, Black
SMT-60TR | SELC Stapler 60MM, 4.2/4.5/5.0MM, 2.25-3.0MM, Black
SELC-GS | SELC Stapler 60MM, 12MM
SELC-GM | SELC Stapler 160MM, 12MM
SELC-GL | SELC Stapler 260MM, 12MM
SMG-30WR | SELC Stapler 30MM, 2.0/2.5/3.0MM, 0.88-1.5MM, White
SMG-45WR | SELC Stapler 45MM, 2.0/2.5/3.0MM, 0.88-1.5MM, White
SMG-60WR | SELC Stapler 60MM, 2.0/2.5/3.0MM, 0.88-1.5MM, White
SMG-30BR | SELC Stapler 30MM, 2.5/3.0/3.5MM, 1.0-1.8MM, Blue
SMG-45BR | SELC Stapler 45MM, 2.5/3.0/3.5MM, 1.0-1.8MM, Blue
SMG-60BR | SELC Stapler 60MM, 2.5/3.0/3.5MM, 1.0-1.8MM, Blue
SMG-45DR | SELC Stapler 45MM, 3.0/3.5/4.0MM, 1.2-2.0MM, Golden
SMG-60DR | SELC Stapler 60MM, 3.0/3.5/4.0MM, 1.2-2.0MM, Golden
CST21 | CST Stapler 1.0-2.5MM, 13.9MM, 231MM, 16, 5.1/4.6ML, Orange
CST25 | CST Stapler 1.0-2.5MM, 17.0MM, 234MM, 20, 9.0/8.2ML, White
CST29 | CST Stapler 1.0-2.5MM, 20.5MM, 234MM, 24, 12.0/10.9ML, Blue
CST33 | CST Stapler 1.0-2.5MM, 24.8MM, 234MM, 28, 14.6/13.2ML, Green
CSC29-KOL | CSC-KOL Stapler 29MM, 5.0MM, 1.0-2.5MM, 20.5MM, 24, 4CM/126CM, Orange
CSC33-KOL | CSC-KOL Stapler 33MM, 5.0MM, 1.0-2.5MM, 24.8MM, 32, 4CM/17.8CM, White
PG036SU | DISP.SUCTI./IRRIG.INSTR.5/330MM W.SPIKE
PG037SU | DISPOSABLE SUCTION/IRRIG.VALVE W.SPIKE
PG072SU | Universal irrigation tubing 4500MM
PG073SU | TUBE SET SINGLE-USE PIERCING SPIKE
PG074SU | SUCTION/IRRIGATION TUBE W/HANDLE SPIKE
PG122SU | SINGLE USE IRRIG.SET SPIKES HANDPIECE
PG132SU | SINGLE USE IRRIG.SET LUER LOCK SPIKES
PG134SU | SINGLE USE DAILY PATIENT SET LUER SPIKE
PG136 | DAILY IRRIG.SET LUER LOCK SPIKE
PG138SU | SINGLE USE Y-TUBE FOR ARTHROSCOPY
PG139 | VACUUM TUBE WITH FILTER
PG032SU | MONOP.SUCT./IRRIG.HOOK L-TYPE 5/340MM 0.0449 1
PG033SU | MONOP.SPATULA SUCT/IRRIG.ELECTR.5/340MM 0.0462 1
PG035SU | Monopolar single use suction-irrigagtion cannulas Coag type 5MM, 340MM
PG042SU | SINGLE USE SUCT.IRRIG.CANNULA 5/330MM
PG043SU | SINGLE USE SUCT.IRRIG.CANNULA 5/450MM
PG012 | CO2-TUBING DISP W/FILTER 10 UNITS
PG096SU | DISPOS.HEATING TUBE SET F/INSUFFLATION
PG019 | CO2-FILTER STER 25 UNITS
PG106 | SMOKE EVACUATION FILTER CASSETTE
PG107SU | DISPOSABLE TUBE SET F/SMOKE EVACUATION
EJ995 | INSUFFL.NEEDLE D:2.1/120MM STERILE
EJ996 | INSUFFL.NEEDLE D:2.1/150MM STERILE
EV2-000055 | SINGLE USE COVER F/3D CAMERA HEAD 0°2.0
EV2-000056 | SINGLE USE COVER F/3D CAMERA HEAD 30°2.0
PV641SU | SINGLE USE COVER FOR CAMERA HEAD 0°
PV642SU | SINGLE USE COVER FOR CAMERA HEAD 30°
JG904 | STERILE CAMERA DRAPE W/RING
JG910 | ANTIFOGGING SOLN.STERILE F.ENDOSCOPES
GK084 | DISP.NEUTRAL ELECTRODE DIVIDED F.CHILD
GK081 | DISP.NEUTRAL ELECTRODE LONG.DIV./ADULTS
GK091 | DISP.NEUTRAL ELECTRODE LONG.DIV./ADULTS
GK101 | DISP.NEUTRAL ELECTRODE LONG.DIV./ADULTS
GK107 | UNIVERSAL PATIENT ELECTRODE SPLIT
GN211 | DISPOSABLE ELECTRODE HDL.STERILE
GK165R | Single use needle electrode 70MM
GK432R | Hook electrodes 2.5MM, 120MM, 4MM
GK433R | Hook electrodes 3.5MM, 120MM, 4MM
GK434R | Hook electrodes 4.5MM, 120MM, 4MM
GK436R | Hook electrodes 2MM, 50MM, 4MM
GK435R | Ball electrode 3.5MM, 120MM, 4MM
GN236 | HF-HANDLE LG.2 BUTTON 4MM KOAX PLUG
BC324SU | SUSI SURG.SCISSORS SP/BP STR.145MM
BM235SU | SUSI MAYO-HEGAR NEEDLEHOLDER 150MM
BD222SU | SUSI ADSON DISSECT.FORCEPS W/O T.120MM
Electrosurgical Instruements
GN160 | HF UNIT GN160
GK226 | BIPOLAR FOOT CONTROL
GN161 | FOOT CONTROL FOR GN060 AND GN160
GN090 | Electrosurgical generator console
GK226 | BIPOLAR FOOT CONTROL
TE780 | MAINS CORD 1.5M LONG
TE730 | MAINS CORD 5M LONG
TE734 | MAINS CORD 5M LONG
TE735 | UNIVERSAL ELECTRICAL USA KANADA JAPAN
TE676 | SPECIAL POWER CABLE EXTENSION 1M
TE736 | ORTHOPILOT SYSTEM POWER CORD 0.268 1
TA008205 | EQUIPOTENTIAL BONDING CONNECTOR 0.8M 0.101 1
GK534 | EQUIPOTENTIAL BONDING CONNECTOR 1.5M
GK535 | EQUIPOTENTIAL BONDING CONNECTOR LG.4 M
GK537 | EQUIPOTENTIAL BONDING CONNECTOR 5M
GN330 | EQUIPMENT TROLLEY
PV951R | WIRE BASKET F.ARGON EQUIPMENT TROLLEY
GN230 | HF-HANDLE LG.2 BUTTON 4MM 3-PIN PLUG
GN236 | HF-HANDLE LG.2 BUTTON 4MM KOAX PLUG
GN232 | HF-HANDLE 2 BUTTON 4MM 3-PIN PLUG
GN231 | HF-HANDLE 2 BUTTON 2.4MM 3-PIN PLUG
GK252Y | ELECTRODE HANDLE WITHOUT BUTTON 0.173 1
GN211 | DISPOSABLE ELECTRODE HDL.STERILE
GK110R | KNIFE ELECTRODE STR.SHORT SHAFT D:4.0MM
GK140R | KNIFE ELECTRODE STR.SHORT SHAFT D:2.4MM
GK114R | NEEDLE ELECTRODE STR SHORT SHAFTD:4MM
GK144R | NEEDLE ELECTRODESTRSHORT SHAFTD:2.4M
GK115R | WIRE LOOP ELECTRODE D:5MM SHAFT D:4MM
GK116R | WIRE LOOP ELECT.D:10MM SHAFT D:4.0MM
GK117R | BAND LOOP ELECT.D:10MM SHAFT D:4.0MM
GK118R | BAND LOOP ELECT.D:17MM SHAFT D:4.0MM
GK121R | BALL ELECT.D:4MM STR.SH.SHAFT D:4.0MM
GK174R | ELECTRODE SET W/SHAFT D:4.0MM
GK299 | WIRE BRUSHF/CLEAN COAG FCPS&ELECTRODES
GK125R | KNIFE ELECT.STR.SHAFT 100MM D:4.0MM
GK155R | KNIFE ELECT.STR.LG.SHAFT 100MM D:2.4MM
GK127R | NEEDLE ELECT.0.8X12MM STR.SHAFT D:4.0MM
GK129R | BALL ELECTRODE D:6MM STR.SHAFT D:4MM
GK131R | CONISATION LOOP 10X10MM STR.SHA.D:4.0MM
GK132R | CONIS.LOOP 20X15MM STR.SHAFT D:4.0MM
GK133R | CONIS.LOOP 20X20MM STR.SHAFT D:4.0MM
GK397R | MONOPOLAR HOOK ELECTRODE 3.5MM 200MM
GK398R | MONOPOLAR HOOK ELECTRODE 3.5MM 290MM
GK005R | 155 mm (6-inch) reusable, insulated monopolar forceps
GK007R | Dressing Forceps (Tweezers), straight, 200 mm (8"), diam. 5 mm
GK010R | Dressing Forceps (Tweezers), straight, 230 mm (9")
GK013R | Dressing Forceps (Tweezers), straight, 270 mm (10 3/4"), diam. 5 mm
GK009R | MC INDOE Dressing Forceps (Tweezers), straight, 175 mm (7")
GK016R | Monopolar forceps, Insulate 230MM, 9"
GK033R | Monopolar forceps, Insulate 350MM, 13 3/4"
GK550 | Coagulation suction cannula 5.0MM
GK083 | Single use patient plates 72cm
GK084 | DISP.NEUTRAL ELECTRODE DIVIDED F.CHILD
GK081 | DISP.NEUTRAL ELECTRODE LONG.DIV./ADULTS
GK091 | DISP.NEUTRAL ELECTRODE LONG.DIV./ADULTS
GK101 | DISP.NEUTRAL ELECTRODE LONG.DIV./ADULTS
GK107 | UNIVERSAL PATIENT ELECTRODE SPLIT
GN249 | NEUTRALELECTRODE CABLE F.DISPOS.ELECTR.
GN245 | NEUTR.ELECT.CABLE F.DISP.NEUTRAL ELECT.
GK190 | CABLE W/NON REM PLUG F.DISP.NEUTR.ELEC.
GK191 | CABLE W/REM PLUG F.DISP.NEUTRAL ELEC.
US486 | GOLDTIP BIPOLAR FCPS STR 150/50/0.25MM
US487 | GOLDTIP BIPOLAR FCPS STR 170/70/0.25MM
US493 | GOLDTIP BIPOLAR FCPS STR 190/90/0.25MM
US494 | GOLDTIP BIPOLAR FCPS STR 215/115/0.25MM
US495 | GOLDTIP BIPOLAR FCPS STR 230/125/0.25MM
US496 | GOLDTIP BIPOLAR FCPS STR 255/150/0.25MM
US403 | GOLDTIP BIPOLAR FCPS STR 150/50/0.5MM
US488 | GOLDTIP BIPOLAR FCPS STR 170/70/0.5MM
US600 | GOLDTIP BIPOLAR FCPS STR 190/90/0.5MM
US610 | GOLDTIP BIPOLAR FCPS STR 215/115/0.5MM
US615 | GOLDTIP BIPOLAR FCPS STR 230/125/0.5MM
US530 | GOLDTIP BIPOLAR FCPS STR 255/150/0.5MM
US404 | GOLDTIP BIPOLAR FCPS STR 150/50/0.7MM
US489 | GOLDTIP BIPOLAR FCPS STR 170/70/0.7MM
US601 | GOLDTIP BIPOLAR FCPS STR 190/90/0.7MM
US611 | GOLDTIP BIPOLAR FCPS STR 215/115/0.7MM
US616 | GOLDTIP BIPOLAR FCPS STR 230/125/0.7MM
US620 | GOLDTIP BIPOLAR FCPS STR 255/150/0.7MM
US405 | GOLDTIP BIPOLAR FCPS STR 150/50/1.0MM
US490 | GOLDTIP BIPOLAR FCPS STR 170/70/1.0MM
US602 | GOLDTIP BIPOLAR FCPS STR 190/90/1.0MM
US612 | GOLDTIP BIPOLAR FCPS STR 215/115/1.0MM
US617 | GOLDTIP BIPOLAR FCPS STR 230/125/1.0MM
US621 | GOLDTIP BIPOLAR FCPS STR 255/150/1.0MM
US406 | GOLDTIP BIPOLAR FCPS STR 150/50/1.5MM
US491 | GOLDTIP BIPOLAR FCPS STR 170/70/1.5MM
US603 | GOLDTIP BIPOLAR FCPS STR 190/90/1.5MM
US613 | GOLDTIP BIPOLAR FCPS STR 215/115/1.5MM
US618 | GOLDTIP BIPOLAR FCPS STR 230/125/1.5MM
US173 | GOLDTIP BIPOLAR FCPS STR 255/150/1.5MM
US407 | GOLDTIP BIPOLAR FCPS STR 150/50/2.0MM
US492 | GOLDTIP BIPOLAR FCPS STR 170/70/2.0MM
US604 | GOLDTIP BIPOLAR FCPS STR 190/90/2.0MM
US614 | GOLDTIP BIPOLAR FCPS STR 215/115/2.0MM
US619 | GOLDTIP BIPOLAR FCPS STR 230/125/2.0MM
US531 | GOLDTIP BIPOLAR FCPS STR 255/150/2.0MM
US172 | GOLDTIP BIPOLAR FCPS STR 100/0.4MM
US161 | GOLDTIP BIPOLAR FCPS STR 220/95/0.5MM
US164 | GOLDTIP BIPOLAR FCPS CVD-UP 220/95/0.5MM
US162 | GOLDTIP BIPOLAR FCPS STR 220/95/1.0MM
US171 | GOLDTIP BIPOLAR FCPS STR 125/1.0MM
US163 | GOLDTIP BIPOLAR FCPS STR 220/95/1.5MM
GK507SU | GOLDTIP DISP.BIPOLAR FCPS 190/90/0.25MM 0.0834 1
GK508SU | GOLDTIP DISP.BIPOLAR FCPS 215/115/0.25MM
GK501SU | GOLDTIP DISP.BIPOLAR FCPS 190/90/0,5MM
GK504SU | GOLDTIP DISP.BIPOLAR FCPS 215/115/0,5MM
GK509SU | GOLDTIP DISP.BIPOLAR FCPS 190/90/0.7MM
GK510SU | GOLDTIP DISP.BIPOLAR FCPS 215/115/0.7MM
GK502SU | GOLDTIP DISP.BIPOLAR FCPS 190/90/1,0MM
GK505SU | GOLDTIP DISP.BIPOLAR FCPS 215/115/1,0MM
GK503SU | GOLDTIP DISP.BIPOLAR FCPS 190/90/1,5MM
GK506SU | GOLDTIP DISP.BIPOLAR FCPS 215/115/1,5MM
GK614R | BIPOL.FORCEPS AAG FL.BAYO.F.0.7MM 160MM
GK644R | PRECIOUS METAL FORCEPS160MM 0.7MM
GK615R | BIPOL.FORCEPS AAG FL.BAYO.F.1.0MM 185MM
GK616R | BIPOL.FORCEPS AAG FL.BAYO.F.1.0MM 200MM
GK645R | PRECIOUS METAL FORCEPS 185MM 1.0MM
GK646R | PRECIOUS METAL FORCEPS 200MM 1.0MM
GK604R | BIPOL.FORCEPS AAG FL.STR.0.9MM 160MM
GK605R | BIPOL.FORCEPS AAG FL.STR.0.9MM 185MM
GK606R | BIPOL.FORCEPS AAG FL.STR.0.9MM 200MM
GK624R | BIPOL.FORCEPS AAG FL.ANGL.0.9MM 160MM
GK625R | BIPOL.FORCEPS AAG FL.ANGL.0.8MM 200MM
GL470R | BIPROTECT PARTLY INSUL.TAB CON.195/0.4MM
GL480R | BIPROTECT PARTLY INSUL.TAB CON.215/0.4MM
GL471R | BIPROTECT PARTLY INSUL.TAB CON.195/0.8MM 0.139 1
GL481R | BIPROTECT PARTLY INSUL.TAB CON.215/0.8MM
GK822R | BIPOL.FORCEPS STR.BAY.0.7MM 95MM 0.135 1
GK826R | BIPOL.FORCEPS STR.BAY.0.7MM 135MM 0.137 1
GK823R | BIPOL.FORCEPS 45°BAY.0.7MM 95MM 0.133 1
GK827R | BIPOL.FORCEPS 45°BAY.0.7MM 135MM
GK824R | BIPOL.FORCEPS STR.BAY.1.0MM 95MM
GK828R | BIPOL.FORCEPS STR.BAY.1.0MM 135MM
GK825R | BIPOL.FORCEPS 45°BAY.1.0MM 95MM
GK829R | BIPOL.FORCEPS 45°BAY.1.0MM 135MM
GK899R | BIPOLAR COAGULATION FORCEPS 165/0.2MM
GK929R | BIPOLAR COAGULATION FORCEPS 195/0.2MM
GK959R | BIPOLAR COAGULATION FORCEPS 220/0.2MM
GK900R | CASPAR BIPOLAR FORCEPS 0.5X70/165MM
GK930R | CASPAR BIPOLAR FORCEPS 0.5X100/195MM
GK960R | CASPAR BIPOLAR FORCEPS 0.5X125/220MM
GK910R | CASPAR BIPOLAR FORCEPS 1.0X70/165MM
GK940R | CASPAR BIPOLAR FORCEPS 1.0X100/195MM
GK970R | CASPAR BIPOLAR FORCEPS 1.0X125/220MM
GK920R | CASPAR BIPOLAR FORCEPS 2.0X70/165MM
GK950R | CASPAR BIPOLAR FORCEPS 2.0X125/195MM
GK980R | CASPAR BIPOLAR FORCEPS 2.0X125/220MM
GK972R | GKSPAR BIPOLAR FCPS45DG-UP1.X125/220MM
GK974R | CASPAR BIPOLAR FCP45DG-DWN1.X125/220MM
GK976R | CASPAR BIPOLAR FCP90DG-UP 1.X120/215MM
GK978R | CASPAR BIPOLAR FCP90DG-DWN1.X120/215MM
GK746R | YASARGIL BIPOLAR FORCEPS 0.4X20/140MM
GK760R | YASARGIL BIPOLAR FORCEPS 0.4MMX35/155MM
GK764R | YASARGIL BIPOLAR FORCEPS 0.4X55/175MM
GK768R | YASARGIL BIPOLAR FORCEPS 0.4X75/195MM
GK772R | YASARGIL BIPOLAR FORCEPS 0.4X95/215MM
GK788R | YASARGIL BIPOLAR FORCEPS.4MMX115/235MM
GK747R | YASARGIL BIPOLAR FORCEPS 0.7X20/140MM
GK761R | YASARGIL BIPOLAR FORCEPS 0.7X35/155MM
GK765R | YASARGIL BIPOLAR FORCEPS 0.7X55/175MM
GK769R | YASARGIL BIPOLAR FORCEPS 0.7X75/195MM
GK773R | YASARGIL BIPOLAR FORCEPS 0.7X95/215MM
GK789R | YASARGIL BIPOLAR FORCEPS 0.7X115/235MM
GK793R | YASARGIL BIPOLAR FORCEPS 0.7X135/255MM
GK748R | YASARGIL BIPOLAR FORCEPS 1.0X20/140MM
GK762R | YASARGIL BIPOLAR FORCEPS 1.0X35/155MM
GK766R | YASARGIL BIPOLAR FORCEPS 1.0X55/175MM
GK770R | YASARGIL BIPOLAR FORCEPS 1.0X75/195MM
GK774R | YASARGIL BIPOLAR FORCEPS 1.0X95/215MM
GK790R | YASARGIL BIPOLAR FORCEPS 1.0X115/235MM
GK749R | YASARGIL BIPOLAR FORCEPS 1.3X20/140MM
GK763R | YASARGIL BIPOLAR FORCEPS 1.3X35/155MM
GK767R | YASARGIL BIPOLAR FORCEPS 1.3X55/175MM
GK771R | YASARGIL BIPOLAR FORCEPS 1.3X75/195MM
GK775R | YASARGIL BIPOLAR FORCEPS 1.3X95/215MM
GK791R | YASARGIL BIPOLAR FORCEPS 1.3X115/235MM
GK780R | YASARGIL BIPOLAR FCP90DG-UP.4X95/215MM
GK777R | YASARGIL BIPOLAR FCP45DG-UP0.7X95/215MM
GK781R | YASARGIL BIPOLAR FCP90DG-UP.7X95/215MM
GK785R | YASARGIL BIPOLR FCP90DG-DWN.7X95/215MM
GK840R | BIPOLAR FRCPS W/IRRIG CHANNEL.4MM180MM
GK843R | BIPOLAR FRCP W/IRRIG CHANNEL 0.4MM205MM
GK846R | BIPOLAR FRCP W/IRRIG CHANNEL .4MM230MM
GK838R | BIPOL.FCPS.W/SANO IRRIGATION 165MM 0.7MM
GK841R | BIPOLAR FRCPS W/IRRIG CHANNEL.7MM180MM
GK844R | BIPOLAR FRCP W/IRRIG CHANNEL .7MM205MM
GK847R | BIPOLAR FRCP W/IRRIG CHANNEL.7MM230MM
GK842R | IRRIGATION FORCEPS 180MM 1.3MM TIP
GK845R | IRRIGATION FORCEPS 205MM 1.3MM TIP
GK848R | IRRIGATION FORCEPS 230MM1.3MM TIP
GK800R | BIPOLAR COAG.T FORCEPS
GK826R | BIPOL.FORCEPS STR.BAY.0.7MM 135MM
GK690R | BIPOLAR COAGULATION FORCEPS0.4MMX120MM
GK720R | BIPOLAR COAGULATION FORCEPS .6MMX160MM
GK722R | BIPOLAR COAGULATION FORCEPS .9MMX160MM
GK723R | BIPOLAR COAGULATION FCPSANG.9MMX160MM
GK730R | BIPOLAR COAGULATION FORCEPS 0.9MM200MM
GK660R | BIPOLAR COAGULATION FCPS 0.6MM 160MM
GK670R | BIPOLAR COAG.FORCEPS 0.6MM 200MM
GK675R | BIPOLAR COAGULATION FORCEPS.6MM220MM
GK677R | BIPOLAR COAGULATION FORCEPS.6MM 240MM
GK671R | BIPOLAR FORCEPS INS.BAYO.9MM 200MM
GK679R | BIPOLAR COAGULATION FORCEPS 0.9MM240MM
GK809R | BIPOLAR COAGULATION FORCEPS 125MM
GK807R | BIPOLAR COAGULATION FORCEPS 175MM
GK808R | BIPOLAR COAGULATION FORCEPS 220MM
GK700R | COAGULATION FORCEPS INSUL.160MM
GK701R | COAGULATION FCPS STR INS 160MM
GK703R | COAGUL.FORCEPS INSULATED 200MM
GK711R | BIPOLAR COAGULATION FCPSIND.9MMX160MM
GK713R | COAG.FORC.INCUL 200MMWORK.PART ANGL
GK596R | BIPOL.FORCEPS AAG FL.STR.0.3MM 145MM
GK595R | BIPOL.FORCEPS AAG FL.STR.0.6MM 120MM
GK719R | BIPOLAR COAGULATION FORCEPS1.0MMX215MM
GK881R | BIPOLAR DISS.FCPS FULL INSULATED 160MM
GK882R | BIPOLAR DISS.FCPS FULL INSULATED 200MM
GK883R | BIPOLAR DISS.FCPS FULL INSULATED 230MM
GK884R | BIPOLAR DISS.FCPS FULL INSULATED 250MM
GK885R | BIPOLAR DISS.FCPS FULL INSULATED 300MM
GK886R | BIPOL.DISS.FCPS FULL INSULATED ANG.200MM
GK685R | BIPOAR DISS FCPS BAYONET 260MM
GK891R | BIPOLAR DISS.FCPS PART INSULATED 160MM 0.112 1
GK892R | BIPOLAR DISS.FCPS PART INSULATED 200MM 0.118 1
GK893R | BIPOLAR DISS.FCPS PART INSULATED 230MM 0.141 1
GK894R | BIPOLAR DISS.FCPS PART INSULATED 250MM 0.145 1
GK895R | BIPOLAR DISS.FCPS PART INSULATED 300MM
GK896R | BIPOL.DISS.FCPS PART INSUL.ANG.200MM
BC691R | DELIC.BIPOLAR DISSECTING SCISSORS 120MM 0.181 1
BC692R | DELIC.BIPOLAR DISSECTING SCISSORS 140MM 0.184 1
BC693R | DELIC.BIPOLAR DISSECTING SCISSORS 160MM
BC694R | STEVENS BIPOLAR DISSECTING SCISS.120MM 0.181 1
BC695R | STEVENS BIPOLAR DISSECTING SCISS.140MM 0.185 1
BC696R | STEVENS BIPOLAR DISSECTING SCISS.160MM
BC697R | DELIC.BIPOLAR DISSECTING SCISSORS 180MM 0.193 1
BC698R | DELIC.BIPOLAR DISSECTING SCISSORS 230MM 0.268 1
BC699R | DELIC.BIPOLAR DISSECTING SCISSORS 280MM
BC685R | BIPOLAR DISSECTION SCISSORS 180MM 0.253 1
BC687R | BIPOLAR DISSECTION SCISSORS 230MM 0.267 1
BC689R | BIPOLAR DISSECTION SCISSORS 280MM
BC686R | BIPOLAR PREP.SCISSORS FINE TIP 180MM 0.253 1
BC688R | BIPOLAR PREP.SCISSORS FINE TIP 230MM 0.266 1
BC690R | BIPOLAR PREP.SCISSORS FINE TIP 280MM
GN081 | BIPOLAR CABLE AAG/AAG HEXAGONAL
GN082 | BIPOLAR CABLE ERBE/AAG HEXAGONAL5M
GN085 | BIPOLAR CABLE WITH FIXED PIN SPACING 5
GN145 | BIPOLAR CABLE 5M FIXED PIN 22MM BIPOJET
GN146 | BIPOLAR CABLE 5M FIXED PIN 38MM BIPOJET
JG884R | CERAMICS PROTECTOR F/FINE BIPOL.SCISSORS
BC691R | DELIC.BIPOLAR DISSECTING SCISSORS 120MM
BC696R | STEVENS BIPOLAR DISSECTING SCISS.160MM
JG885R | BIPOJET CERAMICS PROTECTOR
BC685R | BIPOLAR DISSECTION SCISSORS 180MM
BC690R | BIPOLAR PREP.SCISSORS FINE TIP 280MM
BH686R | Bipolar clamps
BH689R | Bipolar clamps
GK890P | TIP PROTECTOR F.BIPOLAR DISS.FCPS
GK881R | BIPOLAR DISS.FCPS FULL INSULATED 160MM
GK886R | BIPOL.DISS.FCPS FULL INSULATED ANG.200MM
GN130 | BIPOLAR CABLE 5/2MM
GN130 | BIPOLAR CABLE 5/2MM
GN130 | BIPOLAR CABLE 5/2MM
GN076 | BIPOLAR CABLE 4M LENGTH 0.133 1
GN075 | 2-WIRE CABLE F/GK560 & GK580 0.079 1
GN081 | BIPOLAR CABLE AAG/AAG HEXAGONAL
GN131 | BIPOLAR CABLE 8/4MM
GN131 | BIPOLAR CABLE 8/4MM
GN131 | BIPOLAR CABLE 8/4MM
GK185 | BIPOL.CABLE ERBE EURO FLAT PLUG
GN082 | BIPOLAR CABLE ERBE/AAG HEXAGONAL5M
GN082 | BIPOLAR CABLE ERBE/AAG HEXAGONAL5M
GN132 | BIPOLAR CABLE 22MM
GK290SU | DISPOSABLE BIPOL.CORD FIXED PINS 22MM
GN132 | BIPOLAR CABLE 22MM
GN132 | BIPOLAR CABLE 22MM
GK290SU | DISPOSABLE BIPOL.CORD FIXED PINS 22MM
GN226 | BIPOLAR ADAPTER PIN 22MM DOLLEY EMC
GK194 | BIPOL.CABLE VALLEYLAB/EURONORM 0.142 1
GN226 | BIPOLAR ADAPTER PIN 22MM DOLLEY EMC
GK195 | 4 m length, suitable for units like: Aesculap, BOWA, EMC, Lamidey, Söring, Valleylab
GN145 | BIPOLAR CABLE 5M FIXED PIN 22MM BIPOJET
GN145 | BIPOLAR CABLE 5M FIXED PIN 22MM BIPOJET
GN300 | Electrosurgical Unit (ESU)
GN228 | BIPOLAR ADAPTER PIN GN300
GN133 | BIPOLAR CABLE 28.6MM
GN228 | BIPOLAR ADAPTER PIN GN300
GK291SU | DISPOSABLE BIPOL.CORD FIXED PINS 28.6MM
GN228 | BIPOLAR ADAPTER PIN GN300
GN133 | BIPOLAR CABLE 28.6MM
GN228 | BIPOLAR ADAPTER PIN GN300
GN133 | BIPOLAR CABLE 28.6MM
GN228 | BIPOLAR ADAPTER PIN GN300
GK291SU | DISPOSABLE BIPOL.CORD FIXED PINS 28.6MM
GN228 | BIPOLAR ADAPTER PIN GN300
GK194 | BIPOL.CABLE VALLEYLAB/EURONORM
GN228 | BIPOLAR ADAPTER PIN GN300
GN228 | BIPOLAR ADAPTER PIN GN300
GN085 | BIPOLAR CABLE WITH FIXED PIN SPACING 5
GN640 | Nelson® Deluxe Electrosurgical Unit (ESU)
GN160 | HF UNIT GN160
GN060 | Bipolar Coagulation Unit
GN133 | BIPOLAR CABLE 28.6MM
GK291SU | DISPOSABLE BIPOL.CORD FIXED PINS 28.6MM
GN133 | BIPOLAR CABLE 28.6MM
GK331 | Reusable Bipolar Connecting Cable 4M, 28.6 mm round fixed pin
GN133 | BIPOLAR CABLE 28.6MM
GK291SU | DISPOSABLE BIPOL.CORD FIXED PINS 28.6MM
GK194 | BIPOL.CABLE VALLEYLAB/EURONORM
GN085 | BIPOLAR CABLE WITH FIXED PIN SPACING 5
GN219 | BIPOLAR ADAPTER PIN 28.6MM CONMED
GN133 | BIPOLAR CABLE 28.6MM
GN219 | BIPOLAR ADAPTER PIN 28.6MM CONMED
GK291SU | DISPOSABLE BIPOL.CORD FIXED PINS 28.6MM
GN219 | BIPOLAR ADAPTER PIN 28.6MM CONMED
GN133 | Reusable Bipolar Connecting Cable 4M, 28.6 mm round fixed pin
GN219 | BIPOLAR ADAPTER PIN 28.6MM CONMED
GN133 | BIPOLAR CABLE 28.6MM
GN130 | BIPOLAR CABLE 5/2MM
GN076 | BIPOLAR CABLE 4M LENGTH
GN075 | 2-WIRE CABLE F/GK560 & GK580
GN081 | BIPOLAR CABLE AAG/AAG HEXAGONAL
GN131 | BIPOLAR CABLE 8/4MM
GN131 | BIPOLAR CABLE 8/4MM
GN131 | BIPOLAR CABLE 8/4MM
GK185 | BIPOL.CABLE ERBE EURO FLAT PLUG
GN082 | BIPOLAR CABLE ERBE/AAG HEXAGONAL5M
GN082 | BIPOLAR CABLE ERBE/AAG HEXAGONAL5M
GN132 | BIPOLAR CABLE 22MM
GK290SU | DISPOSABLE BIPOL.CORD FIXED PINS 22MM
GN132 | BIPOLAR CABLE 22MM
GN132 | BIPOLAR CABLE 22MM
GK290SU | DISPOSABLE BIPOL.CORD FIXED PINS 22MM
GN226 | BIPOLAR ADAPTER PIN 22MM DOLLEY EMC
GK194 | BIPOL.CABLE VALLEYLAB/EURONORM
GN226 | BIPOLAR ADAPTER PIN 22MM DOLLEY EMC
GN145 | BIPOLAR CABLE 5M FIXED PIN 22MM BIPOJET
GN228 | BIPOLAR ADAPTER PIN GN300
GN133 | BIPOLAR CABLE 28.6MM
GN228 | BIPOLAR ADAPTER PIN GN300
GK291SU | DISPOSABLE BIPOL.CORD FIXED PINS 28.6MM
GN228 | BIPOLAR ADAPTER PIN GN300
GN228 | BIPOLAR ADAPTER PIN GN300
GN133 | BIPOLAR CABLE 28.6MM
GN228 | BIPOLAR ADAPTER PIN GN300
GK291SU | Single-Use (Disposable) Bipolar Connecting Cable 3.7M
GN228 | Bipolar Adapter 25MM BIPOLAR OUTPUT
GN085 | BIPOLAR CABLE WITH FIXED PIN SPACING 5
GN160 | Bipolar microprocessor-controlled electrosurgical unit
GK291SU | DISPOSABLE BIPOL.CORD FIXED PINS 28.6MM
GN085 | BIPOLAR CABLE WITH FIXED PIN SPACING 5
GN219 | Bipolar Adapter (28.6 mm to CONMED 32 mm)
GN133 | BIPOLAR CABLE 28.6MM
GN219 | BIPOLAR ADAPTER PIN 28.6MM CONMED
GK291SU | DISPOSABLE BIPOL.CORD FIXED PINS 28.6MM
GN219 | BIPOLAR ADAPTER PIN 28.6MM CONMED
GN219 | BIPOLAR ADAPTER PIN 28.6MM CONMED
GN133 | BIPOLAR CABLE 28.6MM
GN219 | BIPOLAR ADAPTER PIN 28.6MM CONMED
GK291SU | DISPOSABLE BIPOL.CORD FIXED PINS 28.6MM
GN219 | BIPOLAR ADAPTER PIN 28.6MM CONMED
GN219 | BIPOLAR ADAPTER PIN 28.6MM CONMED
GN219 | BIPOLAR ADAPTER PIN 28.6MM CONMED
GN085 | BIPOLAR CABLE WITH FIXED PIN SPACING 5
GN134 | BIPOLAR CABLE 38MM
GK292SU | DISPOSABLE BIPOL.CORD FIXED PINS 38MM
GN134 | BIPOLAR CABLE 38MM
GN134 | BIPOLAR CABLE 38MM
GK292SU | DISPOSABLE BIPOL.CORD FIXED PINS 38MM
GN224 | BIPOLAR ADAPTER PIN 28.6MM CODMAN
GN224 | Adapter
GN085 | BIPOLAR CABLE WITH FIXED PIN SPACING 5
GN146 | BipoJet® Bipolar Connecting Cable
GK050 | Aesculap bipolar electrosurgical generator (HF unit)
GK051 | bipolar electrosurgical generator (HF generator)
GK328 | reusable bipolar connecting cable
GK329 | 4 m length, suitable for units like: Aesculap GK050, GK051
GK217 | ELECTRODE CABLE 3.5 M
GN134 | BIPOLAR CABLE 38MM
GK292SU | DISPOSABLE BIPOL.CORD FIXED PINS 38MM
GK194 | 4 m length, suitable for units like: Aesculap, BOWA, EMC, Lamidey, Söring, Valleylab
GN224 | BIPOLAR ADAPTER PIN 28.6MM CODMAN
GN085 | BIPOLAR CABLE WITH FIXED PIN SPACING 5
GN146 | BIPOLAR CABLE 5M FIXED PIN 38MM BIPOJET
GN202 | MONOPOLAR HF CABLE 3.5M LONG
GN204 | MONOP.CABLE 3.5M 5MM JACK
GK239 | CONNECT.CABLE ERBE ICC 5MM PLUG 4MM JACK
GK245 | MONOPOLAR CABLE 4MM 3.5 METERS
GK246 | MONOPOLAR CABLE W/LG.PIN 12FEET
GK181 | MONOP.CABLE8MM VALLEYLAB 5MM JACK
GK436R | 2MM Single use mini hook electrode for small joints
GK432R | 2.5MM Single use hook electrode for arthroscopic operations
GK433R | 3.5MM Single use hook electrode for arthroscopic operations
GK434R | 4.5MM Single use hook electrode for arthroscopic operations
GK435R | Single-use ball electrodes for arthroscopic operations
GK362R | MINOP MONOPOLAR HOOK ELECTRODE 90DG
GK364R | MINOP MONOPOLAR HOOK ELECTRODE 45DG
GK365R | MINOP MONOPOLAR HOOK ELECTRODE 70DG
GK366R | MINOP MONOPOLAR HOOK ELECTRODE 180DG
GK361R | PAEDISCOPE MONOPOLAR BLUNT ELECTRODE
GK363R | PAEDISCOPE MONOPOLAR NEEDLE ELECTRODE
GK360R | MINOP BIPOLAR FORK ELECTRODE STR
FF380R | Storage rack for ventriculoscopic electrodes
JG908SU | 15CM, 250CM, closed sterile camera drape
GK469R | CLEANING BRUSH 5MM DIA 6/PKG
PO342810 | PUSHING ROD 290 MM
PO362810 | PUSHING ROD 200 MM
PL960R | MIS STORAGE RACK WITH BASKET
JK444 | BOTTOM FOR 1/1 CONTAINER HEIGHT:187MM
JK485 | FULL-SIZE LID W/RETENTION PLATE RED
Urology
PG003 | VERESS INSUFFLATION NEEDLE 100MM
PG008 | VERESS INSUFFLATION NEEDLE 120MM
PG011 | VERESS INSUFFLATION NEEDLE 150MM
EJ995 | INSUFFL.NEEDLE D:2.1/120MM STERILE
EJ996 | INSUFFL.NEEDLE D:2.1/150MM STERILE
EJ570P | FLAP VALVE F/2.55.57MM TROCARS
EJ571P | FLAP VALVE F/1012.5&15MM TROC
EJ572P | FLAP VALVE FOR TROCARS W/D:13MM
EJ700251 | TROCAR RING W/INSUFFF/2.55.57MM TROC
EJ750251 | MOD TROC INSUF RING W/LUER F/EJ751/EJ771
EJ651R | RING WITH INSUFFL.STOPCOCK D:5.5MM
EJ650R | RING WITH INSUFFL.STOPCOCK D:10MM
EJ700250 | TROCAR RING W/O INSUFFF/2.55.57MM TC
EJ750250 | MOD INSUF RINGW/O LUERF/EJ751R EJ771
EJ751251 | SEALING CAP F/MOD TROCAR W/LUER
EJ702250 | PLASTIC RING (RED) F/5MM MODULAR TROCAR
EJ752250 | PLASTIC RING(GRN)F/10MM MOD TROCAR
EJ772250 | CODE RING (BLACK)
EJ644P | COLOUR CODE RING FOR TROCAR D:13MM
PL650R | LOOP APPLIER 4.4MM IN - 5MM OUT
PL650250 | SEALING CAP F/PL650
EJ601R | REDUCING SLEEVE D:10.5 TO 5.5MM
EJ601250 | SEALING CAP W/PERF F/EJ601R
EJ602R | REDUCING SLEEVE D:13MM TO 5.5MM
EJ602203 | BLINDING-CAP WITH PERFORATION YELLOW
EJ604R | REDUCING SLEEVE D:13MM TO 10MM
EJ645P | SEAL.CAP F.REDUCING SLEEVE 13 TO 10MM
EJ614R | REDUCING SLEEVE D:20.0 TO 10.0MM
EJ624P | SEAL.CAP F.REDUCING SLEEVE 20 TO 10MM
EJ446255 | SEALING CAP 5.5MM FOR EJ446
EJ449255 | SEALING CAP10MM USE WITH EJ751R & EJ750R
EJ450255 | SEALING CAP 12.5MM FOR EJ450
EJ643P | SEALING CAP FOR TROCAR D:13MM
EJ640P | REDUCING CAP F/MOD TROCARS10-5MM
EJ641P | REDUCING CAP 12.5-10.5MM
EJ642P | REDUCING CAP 13/10/5.5MM
Sovereign
PL230R | Atraumatic grasping forceps 5MM 360MM
PL231R | Atraumatic grasping forceps 5MM 420MM
PL232R | Atraumatic grasping forceps, rotatable 5 mm 360 mm
PL233R | Atraumatic grasping forceps, rotatable 5 mm 420 mm
PL234R | Retraction grasping forceps 5mm 360mm
PL235R | Retraction grasping forceps, rotatable 5mm 360mm
EJ751/251 | Sealing cap Luer-Lock

## Caiman
Num | Article
1 | PL718SU* / PL738SU**
2 | PL720SU* / PL740SU**
3 | PL722SU* / PL742SU**
4 | PL754SU* / PL774SU**
5 | PL755SU* / PL775SU**
6 | PL750SU* / PL770SU**
7 | PL752SU* / PL772SU**
8 | PL719SU* / PL739SU**
9 | PL721SU* / PL741SU**
10 | PL723SU* / PL743SU**
11 | PL751SU* / PL771SU**
12 | PL753SU* / PL773SU**
13 | PL730SU
14 | PL731SU
15 | GN200
16 | TE780/TE730
17 | TE734
18 | TE735
19 | TE676/TE736
20 | GN201

## Internal Organ Retractor
Num | Article
1 | PL593R
2 | PL594R
3 | PL595SU
4 | PL530R
5 | PL531R
6 | PL407R*
7 | PL408R*

## Endoscopy Units
Num | Article
1 | EJ995
2 | EJ996
3 | GN330
4 | JF431R
5 | JF432R
6 | JF433R
7 | JG904
8 | JG910
9 | OP906
10 | OP913
11 | OP914
12 | OP923
13 | OP941
14 | OP950
15 | OP951
16 | PE182A
17 | PE185A
18 | PE202A
19 | PE218A
20 | PE484A
21 | PE485A
22 | PE505A
23 | PE508A
24 | PE514A
25 | PE522A
26 | PE525A
27 | PE528A
28 | PE530A
29 | PE590A
30 | PE610A
31 | PE889A
32 | PE909A
33 | PE969A
34 | PG003
35 | PG008
36 | PG011
37 | PG012
38 | PG014
39 | PG019
40 | PG056
41 | PG057
42 | PG058
43 | PG096SU
44 | PG097
45 | PG106
46 | PG107SU
47 | PG124
48 | PG131
49 | PG132SU
50 | PG139
51 | PG150
52 | PV480
53 | PV481
54 | PV482
55 | PV485
56 | PV621
57 | PV623
58 | PV628
59 | PV630
60 | PV631
61 | PV632
62 | PV638
63 | PV640
64 | PV641SU
65 | PV642SU
66 | PV644
67 | PV648
68 | PV650
69 | PV651
70 | PV652
71 | PV800
72 | PV810
73 | PV818
74 | PV845
75 | PV846
76 | PV904
77 | TE683R
78 | TE684R
79 | TE687R
80 | PE487A
81 | PE507A
82 | JF434R
83 | JF436R
84 | PE184A
85 | PE204A
86 | PE486A
87 | PE506A
88 | PV624
89 | PV628
90 | PV638
91 | PV648
92 | PV818
93 | PV845
94 | PV846
95 | PV436
96 | PV437
97 | PV427
98 | TA014803
99 | TA014804
100 | OP942
101 | PV968
102 | PV622
103 | OP917
104 | PG061
105 | PG091
106 | PG092
107 | PG093
108 | PG094
109 | PG065
110 | PG067
111 | PG068
112 | PG014200
113 | PG130
114 | PG145
115 | PG140
116 | PG141
117 | PG142
118 | PG143
119 | PG125
120 | PG126SU
121 | PG144
122 | PG122SU
123 | PG138SU
124 | PG134SU
125 | PG136
126 | PG032SU
127 | PG033SU
128 | PG035SU
129 | PG042SU
130 | PG043SU
131 | GN200
132 | GN201
133 | GN951R
134 | PL718SU / PL738SU
135 | PL720SU / PL740SU
136 | PL722SU / PL742SU
137 | PL754SU / PL774SU
138 | PL755SU / PL775SU
139 | PL750SU / PL770SU
140 | PL752SU / PL772SU
141 | PL719SU / PL739SU
142 | PL721SU / PL741SU
143 | PL723SU / PL743SU
144 | PL751SU / PL771SU
145 | PL753SU / PL773SU
146 | PL730SU
147 | PL731SU
148 | PV951R
149 | PV821
150 | PV826
151 | PV830
152 | PV801
153 | PV802
154 | PV824
155 | PV636
156 | PV800219
157 | PV811
158 | PV812
159 | PV822
160 | PV827
161 | PV839
162 | PV838
163 | PV805
164 | PV823
165 | PV825
166 | PV836
167 | PV806
168 | PV815
169 | PV803
170 | PV803
171 | PV831
172 | PV804
173 | PV834
174 | PV813
175 | PV832
176 | PV833
177 | PV835
178 | PV828
179 | PV829
180 | PV828U
181 | PV829U
182 | TA015055
183 | TA015056
184 | TA015057
185 | PV800229
186 | PV819
187 | PV800222
188 | PV810221
189 | TA011388
190 | TE780
191 | TE730
192 | TE676
193 | TE736
194 | PV790
195 | PV791
196 | PV792
197 | PV793
198 | PV794
199 | PV795
200 | PV796
201 | PV797
202 | TA008205
203 | GK534
204 | GK535
205 | GK537
206 | PV843
207 | PV849
208 | PV847
209 | PV848
210 | PV969
211 | PV979
EJ475
EJ475811
EJ475812
PL650R
PL650250
EJ601R
EJ601250
EJ602R
EJ646P
EJ604R
EJ645P
EJ614R
EJ624P
EJ477R
EJ477250
EJ480R
EJ480250
EJ482R
EJ021200
PL680R
GF320R
GF321R
SR550R
SR551R
GF324R
GF325R
PG027R
PG028R
PL561T
PL568T
PL567T
PL561T
PL568T
PL567T
PL504R
PL503R
PL528R
PL567T
PL568T
PL561T
BN320R
BN321R
BN322R
BV941R
PL100R
PL162R
PL163R
PL650R
PL650250
PL651
PL432R
PO193R
PL406R
BB060R
BB351R
BB362R
BB363R
BB364R
BB365R
BB367R
BB368R
BB369R
PL530R
PL531R
BB367R
PO183R
PO726R
PO974R
PO959R
PM954R
PM957R
PL430R
PL431R
ER840R
SR553R
SR554R
PL657R
PL659R
PL663R
GF327R
PL960R
PL963R
JF222R
JF938
PL962R
JK444
JK489
PL961R
JF232R
JF938
JK490
JN445
JF433R
JF431R

## Instruments
Num | Article
1 | GK239
2 | GK245
3 | GK246
4 | GN202
5 | PM171R
6 | PM173R
7 | PM175R
8 | PM176R
9 | PM177R
10 | PM178R
11 | PM604R
12 | PM609R
13 | PM612R
14 | PM614R
15 | PM616R
16 | PM618R
17 | PM621R
18 | PM630R
19 | PM635R
20 | PM637R
21 | PM640R
22 | PM643R
23 | PM647R
24 | PM649R
25 | PM651R
26 | PM653R
27 | PM657R
28 | PM658R
29 | PM670R
30 | PM671R
31 | PM679R
32 | PM681R
33 | PM687R
34 | PM688R
35 | PM689R
36 | PM690R
37 | PM693R
38 | PM696R
39 | PM697R
40 | PM698R
41 | PM699R
42 | PM700R
43 | PM701R
44 | PM710R
45 | PM711R
46 | PM712R
47 | PM713R
48 | PM719R
49 | PM940R
50 | PM953R
51 | PM954R
52 | PM957R
53 | PM970R
54 | PM971R
55 | PM973R
56 | PM974R
57 | PM975R
58 | PM976R
59 | PM977R
60 | PM978R
61 | PM981R
62 | PM982R
63 | PM983P
64 | PM986P
65 | PM987P
66 | PM992R
67 | PO001R
68 | PO002R
69 | PO003R
70 | PO004R
71 | PO006R
72 | PO011R
73 | PO014R
74 | PO022R
75 | PO023R
76 | PO025R
77 | PO027R
78 | PO028R
79 | PO030R
80 | PO090R
81 | PO091R
82 | PO100R
83 | PO101R
84 | PO102R
85 | PO103R
86 | PO104R
87 | PO105R
88 | PO107R
89 | PO109R
90 | PO111R
91 | PO112R
92 | PO113R
93 | PO114R
94 | PO117R
95 | PO118R
96 | PO127R
97 | PO128R
98 | PO129R
99 | PO130R
100 | PO132R
101 | PO134R
102 | PO137R
103 | PO141R
104 | PO147R
105 | PO149R
106 | PO151R
107 | PO152R
108 | PO185R
109 | PO186R
110 | PO187R
111 | PO188R
112 | PO189R
113 | PO190R
114 | PO191R
115 | PO194R
116 | PO195R
117 | PO196R
118 | PO197R
119 | PO199R
120 | PO200R
121 | PO201R
122 | PO202R
123 | PO203R
124 | PO204R
125 | PO205R
126 | PO206R
127 | PO207R
128 | PO208R
129 | PO209R
130 | PO210R
131 | PO211R
132 | PO212R
133 | PO213R
134 | PO214R
135 | PO215R
136 | PO216R
137 | PO217R
138 | PO218R
139 | PO219R
140 | PO220R
141 | PO221R
142 | PO222R
143 | PO223R
144 | PO224R
145 | PO225R
146 | PO228R
147 | PO229R
148 | PO230R
149 | PO231R
150 | PO232R
151 | PO233R
152 | PO234R
153 | PO235R
154 | PO236R
155 | PO237R
156 | PO238R
157 | PO300R
158 | PO301R
159 | PO302R
160 | PO303R
161 | PO304R
162 | PO305R
163 | PO306R
164 | PO307R
165 | PO308R
166 | PO309R
167 | PO320R
168 | PO321R
169 | PO322R
170 | PO323R
171 | PO324R
172 | PO325R
173 | PO326R
174 | PO327R
175 | PO328R
176 | PO329R
177 | PO340R
178 | PO341R
179 | PO342R
180 | PO343R
181 | PO344R
182 | PO345R
183 | PO346R
184 | PO347R
185 | PO348R
186 | PO349R
187 | PO360R
188 | PO361R
189 | PO362R
190 | PO363R
191 | PO364R
192 | PO365R
193 | PO366R
194 | PO367R
195 | PO368R
196 | PO369R
197 | PO380R
198 | PO381R
199 | PO500R
200 | PO501R
201 | PO502R
202 | PO505R
203 | PO509R
204 | PO510R
205 | PO511R
206 | PO512R
207 | PO600R
208 | PO601R
209 | PO602R
210 | PO603R
211 | PO605R
212 | PO606R
213 | PO607R
214 | PO608R
215 | PO610R
216 | PO611R
217 | PO613R
218 | PO615R
219 | PO617R
220 | PO618R
221 | PO619R
222 | PO620R
223 | PO623R
224 | PO624R
225 | PO625R
226 | PO626R
227 | PO627R
228 | PO631R
229 | PO632R
230 | PO633R
231 | PO634R
232 | PO636R
233 | PO638R
234 | PO641R
235 | PO642R
236 | PO644R
237 | PO645R
238 | PO646R
239 | PO647R
240 | PO648R
241 | PO650R
242 | PO652R
243 | PO655R
244 | PO657R
245 | PO661R
246 | PO667R
247 | PO669R
248 | PO678R
249 | PO680R
250 | PO682R
251 | PO684R
252 | PO705R
253 | PO715R
254 | PO727R
255 | PO728R
256 | PO729R
257 | PO730R
258 | PO731R
259 | PO734R
260 | PO735R
261 | PO736R
262 | PO738R
263 | PO739R
264 | PO740R
265 | PO741R
266 | PO742R
267 | PO744R
268 | PO746R
269 | PO747R
270 | PO748R
271 | PO749R
272 | PO750R
273 | PO751R
274 | PO752R
275 | PO753R
276 | PO754R
277 | PO755R
278 | PO756R
279 | PO757R
280 | PO758R
281 | PO759R
282 | PO761R
283 | PO762R
284 | PO763R
285 | PO764R
286 | PO765R
287 | PO766R
288 | PO767R
289 | PO768R
290 | PO769R
291 | PO770R
292 | PO771R
293 | PO772R
294 | PO773R
295 | PO774R
296 | PO775R
297 | PO776R
298 | PO777R
299 | PO778R
300 | PO781R
301 | PO782R
302 | PO783R
303 | PO784R
304 | PO785R
305 | PO786R
306 | PO787R
307 | PO788R
308 | PO789R
309 | PO790R
310 | PO791R
311 | PO958R
312 | PO959R
313 | PM400R
314 | PM401R
315 | PM402R
316 | PM403R
317 | PM404R
318 | PM405R
319 | PM406R
320 | PM407R
321 | PM408R
322 | PM409R
323 | PM410R
324 | PM412R
325 | PM413R
326 | PM414R
327 | PM415R
328 | PM430R
329 | PM431R
330 | PM432R
331 | PM433R
332 | PM434R
333 | PM435R
334 | PM436R
335 | PM437R
336 | PM438R
337 | PM439R
338 | PM440R
339 | PM442R
340 | PM443R
341 | PM444R
342 | PM445R
343 | PM450R
344 | PM433220
345 | GK370P
346 | GK371P
347 | GK372R
348 | GK373R
349 | GK374R
350 | GK375R
351 | GK376P
352 | GK383R
353 | GK384R
354 | GK385R
355 | GK386R
356 | GK389R
357 | GK390R
358 | GK393R
359 | GK394R
360 | GK395R
361 | PO031R
362 | PO716R
363 | PO717R
364 | PO718R
365 | JK490
366 | JN445
367 | PL963R
368 | PL964R
369 | PL962R
370 | JG300
371 | JF938
372 | PL960206
373 | JG302
374 | PM950250
375 | PM630201
376 | PM600201
377 | PM618201
378 | PM434201
379 | PM009250
380 | PM009251
381 | PL961R
382 | PL170251
383 | PL170256
384 | PL170258
385 | PL170250
386 | PO950400
387 | PO950410
388 | PO950420
389 | PO550R
390 | PO559R
391 | PO628R
392 | PO668R
393 | PM654R
394 | GK299
395 | PL418R
396 | PL419R
397 | PG028R
398 | BN322R
399 | PL435R
400 | GN261
401 | GK397R
402 | GK398R
401 | GN236
402 | GN230
403 | GK398R
404 | GK397R
405 | GN132
406 | GN133
407 | GN134
408 | GN131
409 | GN130
410 | JG600
411 | JG598
412 | PM995R
413 | GK469R
414 | GK290SU
415 | GK291SU
416 | GK292SU
417 | GK331
418 | GK332
419 | GK342
420 | GN140
421 | GN141
422 | GK195
423 | GN145
424 | GN146
425 | GK194
426 | GN076
427 | GK185
428 | GK217
429 | GK280
430 | GK281
431 | GK282
432 | GK290SU
433 | GK291SU
434 | GK292SU
435 | GK328
436 | GK329
437 | PL407R
438 | PL404R
439 | PL416R
440 | PL408R
441 | PL405R
442 | PL417R
443 | PL413R
444 | PL415R
445 | PL409R
446 | PL414R
447 | PL406R

## Aplicator & Clips
Num | Article
1 | PL450SU
2 | PL452SU
3 | PQ900R
4 | PL453SU
5 | PQ901R
6 | PQ920R
7 | PL459SU
8 | PQ902R
9 | PQ921R
10 | PL462SU
11 | PL465SU
12 | PQ903R
13 | PQ922R
14 | PL468SU
PL471SU
15 | PQ904R
16 | PQ923R
17 | PL475SU
18 | PQ905R
19 | PQ910R
20 | PQ961R
21 | PQ960R
22 | FC171R
23 | FC174R
24 | FC175R
25 | FC177R
26 | FC178R
27 | FC179R
28 | PQ911R
29 | PQ930R
30 | PQ961R
31 | PQ962R
32 | PQ960R
33 | FC181R
34 | FC184R
35 | FC187R
36 | FC185R
37 | FC188R
38 | PQ912R
39 | PQ931R
40 | PQ961R
41 | PQ962R
42 | PQ960R
43 | FC191R
44 | FC194R
45 | FC195R
46 | FC196R
47 | FC197R
48 | FC198R
49 | FC199R
50 | PL816R
51 | PQ913R
52 | PQ932R
53 | PQ961R
54 | PQ962R
55 | PQ960R
56 | FC204R
57 | FC205R
58 | FC206R
59 | FC207R
60 | FC208R
61 | FC209R
62 | PL817R
63 | PQ914R
64 | PQ933R
65 | PQ961R
66 | PQ962R
67 | PQ960R
68 | FC214R
69 | FC215R
70 | FC216R
71 | FC217R
72 | FC218R
73 | FC219R
74 | PL818R
75 | PQ915R
76 | PQ961R
77 | PQ960R
78 | FC230R
79 | FC231R
80 | PQ940R
81 | PQ941R
82 | PQ942R
83 | FB222R
84 | FB223R
85 | FB224R
86 | FB226R
87 | FB227R
88 | FB225R
89 | FB282R
90 | PQ950R
91 | PQ961R
92 | PQ960R
93 | FB234R
94 | FB235R
95 | FB236R
96 | FB238R
97 | FB239R
98 | FB282R
99 | PQ951R
100 | PQ961R
101 | PQ960R
102 | FB240R
103 | FB242R
104 | FB243R
105 | FB245R
106 | FB254R
107 | FB255R
108 | FB282R
109 | PQ952R
110 | PQ961R
111 | PQ960R
112 | FB246R
113 | FB248R
114 | FB249R
115 | FB251R
116 | FB252R
117 | FB253R
118 | FB282R
119 | PL565T
120 | PL567T
121 | PL568T
122 | PL561T
123 | PL506R
124 | PL508R
125 | PL569T
126 | PL512R
127 | PL600R
128 | PL572T
129 | PL536R
130 | PL538R
131 | PL522R
132 | PL601R1
133 | PL536802
134 | PL538802
135 | PL522801
136 | PL601801
137 | PL536801
138 | PL538801
139 | PL522800
140 | PL601800
141 | PL510R
142 | PL510R
143 | PL602R2
144 | PL510300
145 | PL510301
146 | PL522810
147 | PL536810
PL801R
PL802R
PL806R
PL807R
PL808R
PL822R
PL826R
PL827R
PL828R

## Trocars
Num | Article
1 | EK310R
2 | EK311R
3 | EK314R
4 | EK315R
5 | EK345R
6 | EK346R
7 | EK348R
8 | EK349R
9 | EK355R
10 | EK356R
11 | EK358R
12 | EK359R
13 | EK380P
14 | EK382P
15 | EK381P
16 | EK390R
17 | EK391R
18 | EK397R
19 | EK080P
20 | EK082P
21 | EK081P
22 | EK010R
23 | EK011R
24 | EK012R
25 | EK013R
26 | EK014R
27 | EK015R
28 | EK016R
29 | EK017R
30 | EK018R
31 | EK045R
32 | EK046R
33 | EK047R
34 | EK048R
35 | EK049R
36 | EK050R
37 | EK051R
38 | EK052R
39 | EK053R
40 | EK148SU
41 | EK149SU
42 | EK150SU
43 | EK083P
44 | EK086P
45 | EK002SU
46 | EK024R
47 | EK025R
48 | EK026R
49 | EK027R
50 | EK028R
51 | EK056R
52 | EK057R
53 | EK059R
54 | EK060R
55 | EK062R
56 | EK063R
57 | EK159SU
58 | EK160SU
59 | EK034R
60 | EK035R
61 | EK036R
62 | EK037R
63 | EK038R
64 | EK066R
65 | EK067R
66 | EK069R
67 | EK070R
68 | EK072R
69 | EK073R
70 | EK169SU
71 | EK170SU
72 | MD076
73 | MD071R
74 | MD077
75 | MD072R
76 | EK064R
77 | EK098R
78 | EK034R
79 | EK074R
80 | EK099R
81 | EK085P
82 | EK088P
83 | EK084P
84 | EK087P
85 | EK097R
86 | EK090R
87 | EK091R
88 | EK093P
89 | EK094P
90 | EK390R
91 | EK0391R

## Fasia hook
Num | Article
1 | PL152R
2 | PL153R

## Retrieval bag
Num | Article
1 | EJ022SU
2 | EJ023SU
3 | EJ024SU
4 | EJ025SU

## Single use Instruments
Num | Article
1 | PO830SU
2 | PO831SU
3 | PO833SU
4 | PO840SU
5 | PO841SU
6 | PO842SU
7 | PO843SU
8 | PO844SU
9 | PO885SU
10 | PO886
11 | PO887
12 | PO888
13 | PO889
14 | PO958R
15 | PO891SU
16 | PO892SU
17 | PO893SU
18 | PO894SU
19 | PL700
20 | PL701
21 | PL702SU
22 | PL703SU
23 | GK290SU
24 | GK291SU
25 | GK292SU
26 | PO800SU
27 | EK500SU
28 | EK501SU
29 | EK502SU
30 | EK503SU
31 | EK504SU
32 | EK530SU
33 | EK531SU
34 | EK534SU
35 | EK536SU
36 | EK537SU
37 | EK538SU
38 | EK540SU
39 | EK541SU
40 | EK542SU
41 | EK543SU
42 | EK510SU
43 | EK511SU
44 | EK512SU
45 | EK513SU
46 | EK514SU
47 | EK570SU
48 | EK571SU
49 | EK574SU
50 | EK577SU
51 | EK578SU
52 | EK579SU
53 | EK540SU
54 | EK541SU
55 | EK542SU
56 | EK543SU
57 | EK505SU
58 | EK506SU
59 | EK507SU
60 | EK508SU
61 | EK509SU
62 | EK550SU
63 | EK551SU
64 | EK554SU
65 | EK557SU
66 | EK559SU
67 | EK560SU
68 | EK561SU
69 | EK562SU
70 | EK563SU
71 | EK515SU
72 | EK516SU
73 | EK517SU
74 | EK588SU
75 | EK589SU
76 | EK520SU
77 | EK521SU
78 | EK522SU
79 | EK523SU
80 | EK524SU
81 | EK590SU
82 | EK591SU
83 | EK594SU
84 | EK597SU
85 | EK598SU
86 | EK148SU
87 | EK149SU
88 | EK150SU
89 | EK159SU
90 | EK160SU
91 | EK169SU
92 | EK170SU
93 | EK001SU
94 | EK002SU
95 | EK105SU
96 | EK030R
97 | PL450SU
98 | PL452SU
99 | PL453SU
100 | PL459SU
101 | PL462SU
102 | PL465SU
103 | PL468SU
104 | PL471SU
105 | FC171R
106 | FC174R
107 | FC177R
108 | FC178R
109 | FC179R
110 | FC181R
111 | FC184R
112 | FC185R
113 | FC187R
114 | FC188R
115 | FC191R
116 | FC194R
117 | FC195R
118 | FC196R
119 | FC197R
120 | FC198R
121 | FC199R
122 | FC204R
123 | FC205R
124 | FC206R
125 | FC207R
126 | FC208R
127 | FC209R
128 | FC214R
129 | FC215R
130 | FC216R
131 | FC217R
132 | FC218R
133 | FC219R
134 | PL801R
135 | PL802R
136 | PL806R
137 | PL809R
138 | PL822R
139 | PL826R
140 | PL827R
141 | PL828R
142 | PL816R
143 | PL817R
144 | PL818R
145 | PL565T
146 | PL567T
147 | PL568T
148 | PL561T
149 | FB222R
150 | FB223R
151 | FB224R
152 | FB225R
153 | FB226R
154 | FB227R
155 | FB234R
156 | FB235R
157 | FB238R
158 | FB236R
159 | FB239R
160 | FB240R
161 | FB243R
162 | FB254R
163 | FB242R
164 | FB245R
165 | FB255R
166 | FB246R
167 | FB249R
168 | FB249R
169 | FB252R
170 | FB248R
171 | FB251R
172 | FB253R
173 | FB282R
174 | PL504R
175 | PL503R
176 | PL528R
177 | PL574T
178 | PL579T
179 | PL604R
180 | PL603R
181 | PL606R
182 | PL608R
183 | PL572T
184 | PL569T
185 | PL512R
186 | PL600R
187 | PL506R
188 | PL508R
189 | EJ871R
190 | EJ870P
191 | SK271C
192 | EJ571P
193 | SMG-45GR
194 | SMG-60GR
195 | SMG-30WRH
196 | SMG-45WRH
197 | SMG-60WRH
198 | SMT-45TR
199 | SMT-60TR
200 | SELC-GS
201 | SELC-GM
202 | SELC-GL
203 | SMG-30WR
204 | SMG-45WR
205 | SMG-60WR
206 | SMG-30BR
207 | SMG-45BR
208 | SMG-60BR
209 | SMG-45DR
210 | SMG-60DR
211 | CST21
212 | CST25
213 | CST29
214 | CST33
215 | CSC29-KOL
216 | CSC33-KOL
217 | PG036SU
218 | PG037SU
219 | PG072SU
220 | PG073SU
221 | PG074SU
222 | PG122SU
223 | PG132SU
224 | PG134SU
225 | PG136
226 | PG138SU
227 | PG139
228 | PG032SU
229 | PG033SU
230 | PG035SU
231 | PG042SU
232 | PG043SU
233 | PG012
234 | PG096SU
235 | PG019
236 | PG106
237 | PG107SU
238 | EJ995
239 | EJ996
240 | EV2-000055
241 | EV2-000056
242 | PV641SU
243 | PV642SU
244 | JG904
245 | JG910
246 | GK084
247 | GK081
248 | GK091
249 | GK101
250 | GK107
251 | GN211
252 | GK165R
253 | GK432R
254 | GK433R
255 | GK434R
256 | GK436R
257 | GK435R
258 | GN236
259 | BC324SU
260 | BM235SU
261 | BD222SU

## Urology
Num | Article
1 | PG003
2 | PG008
3 | PG011
4 | EJ995
5 | EJ996
6 | EJ475
7 | PL650R
8 | EJ601R
9 | EJ601250
10 | EJ602R
11 | EJ602203
12 | EJ604R
13 | EJ645P
14 | EJ614R
15 | PL650250
16 | EJ624P
17 | EJ477R
18 | EJ480R
19 | EJ482R
20 | EJ477250
21 | EJ614250
22 | EJ021200
23 | PL680R
24 | PL682R
25 | GF320R
26 | GF321R
27 | SR550R
28 | SR551R
29 | PG027R
30 | PG028R
31 | BN320R
32 | BN321R
33 | BN322R
34 | BV941R
35 | PL100R
36 | PL162R
37 | PL163R
38 | PL650R
39 | PL650250
40 | PO193R
41 | PL406R
42 | BB060R
43 | PL530R
44 | PL531R
45 | PL664200
46 | EJ751251
47 | PL541S
48 | PL542S
49 | PL543S
50 | PL544S
51 | PL545S
52 | PL546S
53 | PL547S
54 | PL548S
55 | PL549S
56 | EO110R
57 | ER804R
58 | ER800R
59 | ER801R
60 | ER802R
61 | ER803R
62 | ER804R
63 | ER805R
64 | ER806P
65 | ER807P
66 | TA006874
67 | TE654202
68 | PL430R
69 | PL431R
70 | ER840R
71 | SR553R
72 | SR554R
73 | JF433R
74 | JF431R
75 | PL960R
76 | JK444
77 | JK489
78 | PL963R
79 | PL962R
80 | JG300
81 | JF938
Urology
PG003
PG008
PG011
EJ995
EJ996
EJ475
PL650R
EJ601R
EJ601250
EJ602R
EJ602203
EJ604R
EJ645P
EJ614R
PL650250
EJ624P
EJ477R
EJ480R
EJ482R
EJ477250
EJ614250
EJ021200
PL680R
PL682R
GF320R
GF321R
SR550R
SR551R
PG027R
PG028R
BN320R
BN321R
BN322R
BV941R
PL100R
PL162R
PL163R
PL650R
PL650250
PO193R
PL406R
BB060R
PL530R
PL531R
PL664200
EJ751251
PL541S
PL542S
PL543S
PL544S
PL545S
PL546S
PL547S
PL548S
PL549S
EO110R
ER804R
ER800R
ER801R
ER802R
ER803R
ER804R
ER805R
ER806P
ER807P
TA006874
TE654202
PL430R
PL431R
ER840R
SR553R
SR554R
JF433R
JF431R
PL960R
JK444
JK489
PL963R
PL962R
JG300
JF938

## Electrosurgical Instruments
Num | Article
GN160
GK226
GN161
GN090
GK226
TE780
TE730
TE734
TE735
TE676
TE736
TA008205
GK534
GK535
GK537
GN330
PV951R
GN230
GN236
GN232
GN231
GK252Y
GN211
GK165R
GK110R
GK140R
GK114R
GK144R
GK115R
GK116R
GK117R
GK118R
GK121R
GK174R
GK299
GK125R
GK155R
GK127R
GK129R
GK131R
GK132R
GK133R
GK397R
GK398R
GK005R
GK007R
GK010R
GK013R
GK009R
GK016R
GK033R
GK550
GK083
GK084
GK081
GK091
GK101
GK107
GN249
GN245
GK190
GK191
US486
US487
US493
US494
US495
US496
US403
US488
US600
US610
US615
US530
US404
US489
US601
US611
US616
US620
US405
US490
US602
US612
US617
US621
US406
US491
US603
US613
US618
US173
US407
US492
US604
US614
US619
US531
US172
US161
US164
US162
US171
US163
GK507SU
GK508SU
GK501SU
GK504SU
GK509SU
GK510SU
GK502SU
GK505SU
GK503SU
GK506SU
GK614R
GK644R
GK615R
GK616R
GK645R
GK646R
GK604R
GK605R
GK606R
GK624R
GK625R
GL470R
GL480R
GL471R
GL481R
GK822R
GK826R
GK823R
GK827R
GK824R
GK828R
GK825R
GK829R
GK899R
GK929R
GK959R
GK900R
GK930R
GK960R
GK910R
GK940R
GK970R
GK920R
GK950R
GK980R
GK972R
GK974R
GK976R
GK978R
GK746R
GK760R
GK764R
GK768R
GK772R
GK788R
GK747R
GK761R
GK765R
GK769R
GK773R
GK789R
GK793R
GK748R
GK762R
GK766R
GK770R
GK774R
GK790R
GK749R
GK763R
GK767R
GK771R
GK775R
GK791R
GK780R
GK777R
GK781R
GK785R
GK840R
GK843R
GK846R
GK838R
GK841R
GK844R
GK847R
GK842R
GK845R
GK848R
GK800R
GK826R
GK690R
GK720R
GK722R
GK723R
GK730R
GK660R
GK670R
GK675R
GK677R
GK671R
GK679R
GK809R
GK807R
GK808R
GK700R
GK701R
GK703R
GK711R
GK713R
GK596R
GK595R
GK719R
GK881R
GK882R
GK883R
GK884R
GK885R
GK886R
GK685R
GK891R
GK892R
GK893R
GK894R
GK895R
GK896R
BC691R
BC692R
BC693R
BC694R
BC695R
BC696R
BC697R
BC698R
BC699R
BC685R
BC687R
BC689R
BC686R
BC688R
BC690R
GN081
GN082
GN085
GN145
GN146
JG884R
BC691R
BC696R
JG885R
BC685R
BC690R
BH686R
BH689R
GK890P
GK881R
GK886R
GN130
GN130
GN130
GN076
GN075
GN081
GN131
GN131
GN131
GK185
GN082
GN082
GN132
GK290SU
GN132
GN132
GK290SU
GN226
GK194
GN226
GK195
GN145
GN145
GN300
GN228
GN133
GN228
GK291SU
GN228
GN133
GN228
GN133
GN228
GK291SU
GN228
GK194
GN228
GK195
GN228
GN085
GN640
GN160
GN060
GN133
GK291SU
GN133
GK331
GN133
GK291SU
GK194
GK195
GN085
GN219
GN133
GN219
GK291SU
GN219
GN133
GN219
GN133
GN130
GN076
GN075
GN081
GN131
GN131
GN131
GK185
GN082
GN082
GN132
GK290SU
GN132
GN132
GK290SU
GN226
GK194
GN226
GK195
GN145
GN145
GN300
GN060
GN228
GN133
GN228
GK291SU
GN228
GN133
GN228
GN133
GN228
GK291SU
GN228
GK194
GN228
GK195
GN228
GN085
GN640
GN160
GN060
GN133
GK291SU
GN133
GK331
GN133
GK291SU
GK194
GK195
GN085
GN219
GN133
GN219
GK291SU
GN219
GN133
GN219
GN133
GN219
GK291SU
GN219
GK194
GN219
GK195
GN219
GN085
GN134
GK292SU
GN134
GN134
GK292SU
GN224
GK194
GN224
GK195
GN224
GN085
GN146
GK050
GK051
GK328
GK329
GK217
GN134
GK292SU
GN224
GK194
GN224
GK195
GN224
GN085
GN146
GN202
GN204
GK239
GK245
GK246
GK181
GK436R
GK432R
GK433R
GK434R
GK435R
GK362R
GK364R
GK365R
GK366R
GK361R
GK363R
GK360R
FF380R
JG908SU
GK469R
PO342810
PO362810
PL960R
JK444
JK485

## MIT Trocar
EJ701R
EJ751R
EJ580R
EJ700R
EJ710R
EJ702R
EJ712R
EJ722R
EJ703R
EK015R
EJ704P
EJ714P
EJ705R
EJ715R
EJ725R
EJ706R
EJ716R
EJ718R
EJ720R
EJ750R
EJ760R
EJ752R
EJ762R
EJ753R
EJ754P
EJ764P
EJ775R
EJ765R
EJ756R
EJ766R
EJ558R
EJ568R
EJ581R
EJ582R
EJ583R
EJ584R
EJ585R
EJ586R
EJ587R
EJ588R
EJ800R
EJ590R
EJ806P
EJ826P
EJ830R
EJ595R
EJ804P
EJ824P
EJ441R
EJ750R
EJ430R
EJ432R
EJ433R
EJ871R
EJ872R
EJ873R
EJ870P
SK271C
BV941R
EJ475
EJ475811
EJ475812
EJ477R
EJ480R
EJ482R
EJ477250
EJ480250
EJ021200
PL162R
PL163R
PG003
PG008
PG011
EJ995
EJ996
EJ570P
EJ571P
EJ572P
EJ700251
EJ750251
EJ651R
EJ650R
EJ700250
EJ750250
SK271C
EJ751251
EJ702250
EJ752250
EJ772250
EJ644P
PL650R
PL650250
EJ601R
EJ601250
EJ602R
EJ602203
EJ604R
EJ645P
EJ614R
EJ624P
EJ446255
EJ449255
EJ450255
EJ643P
EJ640P
EJ641P
EJ642P